## README
PV-BESS Microgrid Sizing — Synthetic Dataset
Generated for: Sharma et al. — Hybrid DRO + ML Framework
Samples | 2,000 rows
Features | 4 input features + 7 target / derived columns
Purpose | Training data for Random Forest / XGBoost models
Source | Physics-based synthetic generation (NASA POWER equations)
Seed | numpy.random.seed(42) — fully reproducible
COLUMNS
INPUT FEATURES
Solar_Irradiance | kWh/m²/day [2.0–8.0] — Peak daily solar energy. Higher = more power available
Load_Demand | kWh/day [10–200] — Total electricity needed per day
Load_Variability | % [5–40] — How much daily demand fluctuates
Solar_Variability | % [5–50] — How unpredictable the solar output is (cloud cover etc.)
TARGET OUTPUTS
Energy_Usage | kWh — Actual energy consumed per day (load + buffer)
Battery_Size | kWh — Required battery storage capacity
PV_Size | kWp — Required solar panel capacity (kilowatts peak)
DERIVED COLUMNS
System_Cost_INR | ₹ — Estimated total system cost in Indian Rupees
LCOE_INR_per_kWh | ₹/kWh — Levelised Cost of Energy over 20-year project life
Reliability_pct | % — Estimated % of time power is available
Energy_Loss_pct | % — Estimated energy waste / unserved load
METADATA
Location | City name (20 reference cities worldwide)
Season | Winter / Spring / Summer / Autumn
Climate_Zone | Temperate / Subtropical / Semi-Arid / Desert

## Dataset
METADATA |  |  |  |  | INPUT FEATURES |  |  |  | TARGET OUTPUTS |  |  | DERIVED
Sample ID | Location | Season | Day of Year | Climate Zone | Solar Irradiance kWh m2 day | Load Demand kWh day | Load Variability pct | Solar Variability pct | Energy Usage kWh | Battery Size kWh | PV Size kWp | System Cost INR | LCOE INR per kWh | Reliability pct | Energy Loss pct
1 | New Delhi | Spring | 158 | Subtropical | 4.247 | 59.72 | 25.02 | 34.17 | 70.38 | 34.55 | 23.98 | 4271543 | 6.76 | 88.6 | 12.3
2 | Mumbai | Autumn | 362 | Desert/Arid | 7.704 | 56.93 | 33.19 | 12.76 | 63.5 | 31.36 | 10.7 | 2910432 | 5.69 | 88.6 | 12.4
3 | Chennai | Spring | 139 | Semi-Arid | 6.392 | 182.19 | 31.61 | 44.26 | 222.6 | 112.24 | 53.93 | 11782445 | 5.51 | 90.2 | 9.7
4 | Jaipur | Summer | 221 | Semi-Arid | 5.592 | 57.41 | 10.39 | 32.59 | 58.59 | 29.34 | 15.1 | 3167556 | 6.05 | 92.6 | 11.2
5 | Kochi | Summer | 273 | Temperate/Cloudy | 2.936 | 61.67 | 10.22 | 12.07 | 64.93 | 27.78 | 27.86 | 4183990 | 8.24 | 94.4 | 12.3
6 | Jodhpur | Spring | 154 | Temperate/Cloudy | 2.936 | 154.29 | 14.39 | 48.31 | 165.9 | 85.18 | 89.82 | 13213015 | 8.07 | 86.8 | 10.7
7 | Ahmedabad | Summer | 249 | Temperate/Cloudy | 2.349 | 95.45 | 17.64 | 28.33 | 108.34 | 50.96 | 64.36 | 8832970 | 9.42 | 91.5 | 10.5
8 | Bangalore | Autumn | 279 | Desert/Arid | 7.197 | 157.58 | 19.3 | 8.28 | 173.29 | 75 | 29.59 | 7309982 | 5.53 | 94.4 | 10.6
9 | Leh | Autumn | 304 | Semi-Arid | 5.607 | 22.42 | 28.79 | 33.21 | 25.81 | 13.98 | 7.01 | 1493134 | 6.12 | 92.1 | 11.5
10 | Hyderabad | Autumn | 276 | Semi-Arid | 6.248 | 102.64 | 6.98 | 16.39 | 112.36 | 41.88 | 23.24 | 4668686 | 5.18 | 94.3 | 9.1
11 | Riyadh | Winter | 2 | Temperate/Cloudy | 2.124 | 16.39 | 6.21 | 41.17 | 17.24 | 8.14 | 12.41 | 1596958 | 9.77 | 92.5 | 7.6
12 | Dubai | Winter | 88 | Desert/Arid | 7.819 | 21.9 | 18.72 | 41.8 | 22.95 | 12.39 | 4.19 | 1146608 | 5.64 | 92 | 11
13 | Cairo | Autumn | 287 | Desert/Arid | 6.995 | 182.22 | 29.4 | 49.05 | 221.29 | 118.86 | 50.97 | 11940919 | 5.4 | 88.8 | 12.3
14 | Lagos | Spring | 130 | Temperate/Cloudy | 3.274 | 36.46 | 11.77 | 27.58 | 37.73 | 19.06 | 15.93 | 2592425 | 8.01 | 92.7 | 10.4
15 | Nairobi | Winter | 78 | Temperate/Cloudy | 3.091 | 111.16 | 27.45 | 25.47 | 125.83 | 63.34 | 55.66 | 8852878 | 8.29 | 93.1 | 10.1
16 | Phoenix | Summer | 260 | Temperate/Cloudy | 3.1 | 88.11 | 14.09 | 38.91 | 96.7 | 48.58 | 47.43 | 7204025 | 7.9 | 91.2 | 10.7
17 | Perth | Summer | 241 | Subtropical | 3.825 | 76 | 36.01 | 10.96 | 86.23 | 43.76 | 28.17 | 5217811 | 7.8 | 94.5 | 12.1
18 | Madrid | Spring | 141 | Semi-Arid | 5.149 | 180.97 | 36.35 | 29.61 | 215.37 | 118.4 | 58.99 | 12612566 | 6.69 | 92 | 10.1
19 | London | Summer | 228 | Subtropical | 4.592 | 14.15 | 15.41 | 29.58 | 15.07 | 7.53 | 4.86 | 898960 | 6.49 | 90 | 11.6
20 | Bangkok | Spring | 163 | Subtropical | 3.747 | 136.12 | 13.05 | 9.03 | 146.34 | 59.94 | 48.18 | 7985225 | 7.13 | 90.8 | 9.8
21 | New Delhi | Summer | 236 | Semi-Arid | 5.671 | 193.04 | 19.4 | 23.81 | 208.77 | 99.46 | 50.17 | 10648831 | 6.03 | 91.7 | 9.7
22 | Mumbai | Spring | 128 | Temperate/Cloudy | 2.837 | 116.43 | 13.42 | 43.4 | 130 | 64.63 | 70.85 | 10261146 | 8.23 | 87.6 | 12.1
23 | Chennai | Summer | 200 | Subtropical | 3.753 | 188 | 28.53 | 43.53 | 229.77 | 115.75 | 94.75 | 15569610 | 7.06 | 89.4 | 12.7
24 | Jaipur | Winter | 31 | Subtropical | 4.198 | 19.93 | 33.91 | 9.47 | 23.7 | 11.3 | 7.59 | 1374962 | 6.95 | 92.3 | 11.7
25 | Kochi | Spring | 138 | Subtropical | 4.736 | 89.57 | 28.56 | 9.08 | 101.96 | 47.06 | 26.49 | 5278946 | 6.78 | 95.3 | 8.4
26 | Jodhpur | Winter | 21 | Desert/Arid | 6.711 | 59.43 | 33.85 | 16.82 | 68.1 | 35.1 | 13.59 | 3398522 | 6.01 | 92.6 | 10.3
27 | Ahmedabad | Summer | 234 | Temperate/Cloudy | 3.198 | 148.86 | 18.89 | 44.36 | 170.82 | 85.58 | 83.14 | 12654650 | 7.67 | 91.6 | 11.1
28 | Bangalore | Summer | 202 | Semi-Arid | 5.085 | 196.45 | 10.47 | 10.8 | 204.27 | 83.29 | 50.57 | 9665065 | 6.06 | 92.4 | 10.8
29 | Leh | Autumn | 279 | Semi-Arid | 5.554 | 58.74 | 30.83 | 37.4 | 70.25 | 37.97 | 18.88 | 4041467 | 6.21 | 92.8 | 8.8
30 | Hyderabad | Spring | 131 | Temperate/Cloudy | 2.279 | 134.29 | 17.62 | 9.55 | 139.69 | 64.25 | 76.49 | 10729916 | 9.92 | 95 | 9.2
31 | Riyadh | Spring | 148 | Semi-Arid | 5.645 | 47.64 | 28.49 | 33.04 | 57.03 | 28.5 | 14.51 | 3063094 | 6.03 | 91.1 | 10.1
32 | Dubai | Winter | 29 | Temperate/Cloudy | 3.023 | 117.41 | 14.47 | 21.02 | 128.33 | 58.34 | 56.73 | 8631353 | 8.11 | 88.6 | 11.1
33 | Cairo | Autumn | 361 | Temperate/Cloudy | 2.39 | 98.15 | 7.84 | 40.5 | 113.05 | 46.44 | 71.84 | 9201662 | 8.64 | 92.9 | 8.8
34 | Lagos | Autumn | 308 | Desert/Arid | 7.693 | 194.68 | 39.74 | 15.52 | 241.4 | 127.29 | 40.39 | 11547740 | 5.99 | 95 | 11.1
35 | Nairobi | Spring | 162 | Desert/Arid | 7.794 | 125.62 | 10.47 | 33.76 | 139 | 63.14 | 26.14 | 6261410 | 4.95 | 91.1 | 10.8
36 | Phoenix | Autumn | 357 | Desert/Arid | 6.85 | 76.41 | 39.59 | 15.61 | 91.42 | 43.72 | 17.24 | 4260446 | 5.81 | 91.5 | 9.8
37 | Perth | Autumn | 340 | Subtropical | 3.828 | 31.68 | 39.2 | 37.11 | 38.23 | 21.97 | 14.49 | 2649956 | 7.7 | 88.3 | 11.4
38 | Madrid | Winter | 61 | Temperate/Cloudy | 2.586 | 38.74 | 32.78 | 44.32 | 47.91 | 24.77 | 28.39 | 4040660 | 8.87 | 85.7 | 10
39 | London | Spring | 125 | Semi-Arid | 6.105 | 52.81 | 28.08 | 10.71 | 59.88 | 29.32 | 12.27 | 2919067 | 6.28 | 91.4 | 10.8
40 | Bangkok | Winter | 71 | Subtropical | 4.641 | 57.68 | 25.22 | 44 | 69.64 | 35.44 | 23.55 | 4290048 | 6.33 | 92.7 | 8.9
41 | New Delhi | Autumn | 326 | Temperate/Cloudy | 2.732 | 171.62 | 35.31 | 31.71 | 208.52 | 103.25 | 108.43 | 15977195 | 8.69 | 92.2 | 9.1
42 | Mumbai | Autumn | 364 | Subtropical | 4.971 | 116.63 | 15.13 | 10.72 | 127.6 | 54.64 | 32.2 | 6255312 | 6.3 | 91.6 | 10.4
43 | Chennai | Summer | 243 | Temperate/Cloudy | 2.206 | 109.44 | 21.37 | 24.24 | 125.41 | 59.01 | 77.46 | 10484536 | 9.89 | 90.4 | 10.2
44 | Jaipur | Summer | 249 | Desert/Arid | 7.456 | 31.81 | 26.68 | 12.24 | 35.27 | 17.62 | 5.67 | 1605391 | 6.12 | 96.7 | 10.7
45 | Kochi | Summer | 221 | Subtropical | 3.553 | 173.43 | 19.39 | 36.52 | 191.5 | 98.74 | 79.36 | 13153510 | 7.52 | 88.3 | 11.2
46 | Jodhpur | Winter | 21 | Semi-Arid | 5.975 | 147.33 | 19.96 | 39.15 | 163.44 | 80.24 | 41.27 | 8660467 | 5.66 | 88.7 | 13.2
47 | Ahmedabad | Winter | 82 | Subtropical | 3.87 | 22.86 | 16.56 | 9.76 | 25.57 | 11.16 | 8.43 | 1439525 | 7.11 | 92.3 | 10.5
48 | Bangalore | Autumn | 344 | Semi-Arid | 5.12 | 144.49 | 24.75 | 27.78 | 161.83 | 80.28 | 44.48 | 8943413 | 6.33 | 88.3 | 7.9
49 | Leh | Winter | 10 | Semi-Arid | 5.28 | 113.27 | 34.77 | 41.66 | 134.75 | 78.42 | 38.87 | 8336143 | 6.55 | 88 | 9.2
50 | Hyderabad | Winter | 12 | Temperate/Cloudy | 3.109 | 25.53 | 12.05 | 47.13 | 28.85 | 13.81 | 14.49 | 2135876 | 7.64 | 88.6 | 9.9
51 | Riyadh | Summer | 263 | Desert/Arid | 7.818 | 97.08 | 37.71 | 28.11 | 116.64 | 61.34 | 21.29 | 5724314 | 5.54 | 88.5 | 14.5
52 | Dubai | Spring | 145 | Desert/Arid | 6.651 | 102.09 | 29.12 | 47.76 | 120.92 | 64.06 | 28.8 | 6551748 | 5.51 | 91.4 | 10.8
53 | Cairo | Summer | 192 | Desert/Arid | 7.637 | 41.5 | 33.81 | 29.11 | 48.9 | 25.21 | 9.14 | 2386700 | 5.51 | 88.1 | 12.3
54 | Lagos | Summer | 250 | Desert/Arid | 7.369 | 189.68 | 24.47 | 22.74 | 203.08 | 101.1 | 37.79 | 9670634 | 5.6 | 91.2 | 11.9
55 | Nairobi | Spring | 114 | Semi-Arid | 5.587 | 171.5 | 32.28 | 43.17 | 201.61 | 115.24 | 55.93 | 12146165 | 6.26 | 87.3 | 10
56 | Phoenix | Winter | 26 | Desert/Arid | 7.531 | 137.11 | 5.57 | 27.18 | 149.99 | 58.97 | 27.89 | 6151580 | 4.72 | 91.6 | 9
57 | Perth | Summer | 271 | Temperate/Cloudy | 2.531 | 97.84 | 33.64 | 26.24 | 114.61 | 61.11 | 62.69 | 9326528 | 9.47 | 88.8 | 11.8
58 | Madrid | Winter | 33 | Temperate/Cloudy | 3.176 | 88.24 | 6.4 | 27.06 | 88.7 | 42.14 | 38.85 | 6048756 | 7.9 | 92.1 | 8.6
59 | London | Winter | 62 | Temperate/Cloudy | 2.271 | 133.68 | 36.15 | 43.11 | 159.43 | 93.19 | 108.17 | 15320701 | 10.05 | 89.5 | 12
60 | Bangkok | Summer | 229 | Subtropical | 3.952 | 113.63 | 39.72 | 42.44 | 141.99 | 78.2 | 55.08 | 9738389 | 7.21 | 91.6 | 10.7
61 | New Delhi | Autumn | 303 | Subtropical | 4.332 | 21.83 | 15.29 | 23.16 | 24.21 | 10.44 | 7.85 | 1343496 | 6.37 | 90.7 | 11.5
62 | Mumbai | Spring | 95 | Subtropical | 3.628 | 107.38 | 12.36 | 20 | 115.12 | 50.53 | 42.17 | 6867361 | 7.23 | 95.6 | 10.7
63 | Chennai | Winter | 35 | Desert/Arid | 6.972 | 163.22 | 31.79 | 27.14 | 189.26 | 100 | 37.36 | 9563770 | 5.92 | 89.1 | 11.4
64 | Jaipur | Summer | 193 | Subtropical | 4.141 | 97.26 | 13.86 | 30.77 | 103.04 | 50 | 35.43 | 6245165 | 6.86 | 90.8 | 11
65 | Kochi | Winter | 76 | Subtropical | 3.686 | 19.87 | 35.29 | 15.73 | 23.68 | 11.83 | 7.75 | 1422330 | 8.03 | 95.2 | 10.8
66 | Jodhpur | Summer | 249 | Semi-Arid | 5.256 | 159.39 | 8.6 | 40.73 | 177.66 | 85.86 | 51.53 | 9910841 | 5.9 | 96.3 | 10.4
67 | Ahmedabad | Winter | 83 | Temperate/Cloudy | 2.846 | 48.26 | 9.41 | 26.89 | 53.79 | 23.58 | 26.1 | 3765636 | 8.17 | 95.2 | 9.1
68 | Bangalore | Winter | 25 | Desert/Arid | 6.813 | 59.14 | 39.27 | 20.03 | 69.29 | 37.02 | 13.99 | 3554426 | 6.01 | 90.6 | 10.5
69 | Leh | Winter | 57 | Temperate/Cloudy | 2.447 | 41.29 | 28.58 | 9.81 | 48.85 | 20.56 | 24.92 | 3472291 | 9.18 | 93.6 | 12.8
70 | Hyderabad | Winter | 32 | Desert/Arid | 7.921 | 72.74 | 34.64 | 15.75 | 85.55 | 41.39 | 14.2 | 3848082 | 5.51 | 93.1 | 11
71 | Riyadh | Autumn | 319 | Desert/Arid | 6.633 | 153.78 | 16.35 | 47.72 | 174.67 | 86.96 | 41.72 | 9123139 | 5.31 | 90.1 | 12.1
72 | Dubai | Winter | 12 | Temperate/Cloudy | 3.192 | 108.68 | 28.68 | 18.73 | 128.38 | 56.58 | 53.04 | 8198114 | 7.8 | 89.7 | 10
73 | Cairo | Autumn | 319 | Temperate/Cloudy | 2.033 | 48.93 | 25.8 | 12.6 | 54.64 | 24.71 | 33.77 | 4506877 | 10.58 | 92.9 | 9.7
74 | Lagos | Autumn | 333 | Desert/Arid | 6.893 | 176.79 | 26.11 | 25.73 | 192.18 | 99.05 | 38.68 | 9619235 | 5.81 | 90.1 | 9.8
75 | Nairobi | Spring | 92 | Semi-Arid | 6.241 | 177.12 | 28.89 | 18.82 | 208.41 | 99.09 | 43.73 | 10062923 | 5.94 | 89.7 | 9.7
76 | Phoenix | Winter | 1 | Semi-Arid | 6.374 | 175.41 | 25.14 | 6.58 | 198.63 | 90.65 | 38.11 | 9040240 | 6 | 92.5 | 9.1
77 | Perth | Autumn | 326 | Desert/Arid | 6.628 | 55.37 | 20.02 | 19.54 | 61.18 | 28.28 | 11.93 | 2823845 | 5.76 | 92.7 | 11
78 | Madrid | Spring | 136 | Temperate/Cloudy | 2.444 | 95.74 | 14.66 | 29.48 | 107.45 | 49.6 | 61.85 | 8528016 | 9.09 | 93.3 | 10.3
79 | London | Summer | 196 | Subtropical | 4.151 | 197.15 | 31.9 | 29.83 | 238.41 | 118.41 | 81.64 | 14591900 | 6.94 | 89.9 | 11.9
80 | Bangkok | Spring | 133 | Temperate/Cloudy | 2.695 | 156.68 | 12.92 | 21.05 | 162.87 | 75.34 | 80.74 | 11799866 | 8.74 | 92.1 | 10.5
81 | New Delhi | Winter | 86 | Desert/Arid | 7.179 | 15.16 | 29.23 | 25.13 | 17.68 | 8.95 | 3.37 | 858253 | 5.72 | 92.6 | 8.3
82 | Mumbai | Autumn | 295 | Semi-Arid | 5.74 | 22.39 | 13.17 | 48.45 | 23.56 | 13.15 | 5.96 | 1349116 | 6.36 | 89.6 | 11.5
83 | Chennai | Autumn | 279 | Subtropical | 3.985 | 98.15 | 26.89 | 21.98 | 112.56 | 53.9 | 37.8 | 6697908 | 7.17 | 92.2 | 8.7
84 | Jaipur | Autumn | 324 | Temperate/Cloudy | 2.381 | 182.75 | 31.15 | 16.62 | 210.48 | 104.3 | 114.64 | 16585850 | 9.79 | 91.9 | 11
85 | Kochi | Spring | 180 | Subtropical | 3.866 | 112.35 | 12.65 | 15.96 | 122.68 | 54.12 | 40.9 | 6982584 | 7.12 | 93.2 | 9.9
86 | Jodhpur | Winter | 4 | Subtropical | 3.951 | 104.58 | 7.1 | 25.6 | 107.87 | 45.17 | 37.88 | 6154907 | 6.63 | 89.9 | 11.2
87 | Ahmedabad | Spring | 126 | Semi-Arid | 6.378 | 30.04 | 9.58 | 39.18 | 32.43 | 16.59 | 7.67 | 1715221 | 5.65 | 90.8 | 9.5
88 | Bangalore | Spring | 175 | Semi-Arid | 5.825 | 134.79 | 26.21 | 14.27 | 140.26 | 75.17 | 31.11 | 7453480 | 6.63 | 95.1 | 11.3
89 | Leh | Summer | 251 | Desert/Arid | 7.323 | 166.2 | 34.73 | 36.92 | 203.47 | 101.41 | 41.23 | 9990683 | 5.33 | 89.9 | 11
90 | Hyderabad | Winter | 21 | Subtropical | 4.833 | 82.28 | 6.57 | 5.95 | 85.1 | 33.76 | 21.35 | 3992016 | 6.23 | 92.4 | 10.4
91 | Riyadh | Spring | 105 | Temperate/Cloudy | 2.718 | 157.37 | 30.7 | 23.85 | 184.64 | 90.38 | 92.08 | 13738049 | 8.85 | 94 | 8.9
92 | Dubai | Winter | 66 | Semi-Arid | 6.279 | 193.25 | 16.95 | 39.91 | 209.29 | 105.71 | 50.13 | 11039087 | 5.65 | 91.6 | 12.7
93 | Cairo | Summer | 263 | Desert/Arid | 6.565 | 48.72 | 21.75 | 20.24 | 55.36 | 25.98 | 11.49 | 2640506 | 5.64 | 93.4 | 9.8
94 | Lagos | Winter | 49 | Semi-Arid | 5.368 | 109.43 | 37.51 | 30.37 | 137.99 | 72.48 | 36.36 | 7742650 | 6.39 | 91.6 | 11.1
95 | Nairobi | Winter | 16 | Desert/Arid | 6.626 | 64.56 | 16.62 | 14.22 | 70.21 | 30.47 | 13.7 | 3116442 | 5.53 | 90.5 | 10
96 | Phoenix | Spring | 145 | Subtropical | 4.963 | 160.64 | 21.29 | 38.39 | 187.27 | 90.85 | 56.29 | 10641044 | 6.14 | 91.4 | 14.6
97 | Perth | Autumn | 340 | Semi-Arid | 5.136 | 119.74 | 5.48 | 7.35 | 120.65 | 48.87 | 28.55 | 5572938 | 6.12 | 96.8 | 10.5
98 | Madrid | Summer | 250 | Subtropical | 4.565 | 130.57 | 7.86 | 43.36 | 141.92 | 68.69 | 48.2 | 8538222 | 6.25 | 89.3 | 10.5
99 | London | Autumn | 343 | Temperate/Cloudy | 2.153 | 161.6 | 14.05 | 13.92 | 167.27 | 72.09 | 98.77 | 13170217 | 9.98 | 89 | 11.7
100 | Bangkok | Autumn | 354 | Temperate/Cloudy | 2.647 | 85.23 | 5.97 | 44.35 | 94.2 | 46.16 | 55.15 | 7725984 | 8.53 | 91 | 11.7
101 | New Delhi | Winter | 75 | Temperate/Cloudy | 2.189 | 183.87 | 27.1 | 20.86 | 212.33 | 100.13 | 128.73 | 17554043 | 10.04 | 91.6 | 11.2
102 | Mumbai | Autumn | 290 | Semi-Arid | 5.818 | 111.28 | 19.92 | 37.52 | 122.64 | 64.98 | 31.23 | 6821993 | 6.05 | 87.2 | 11
103 | Chennai | Autumn | 282 | Subtropical | 3.886 | 40.01 | 24.19 | 19.37 | 44.43 | 21.86 | 15.11 | 2697190 | 7.4 | 93.1 | 11.1
104 | Jaipur | Winter | 66 | Semi-Arid | 5.051 | 142.22 | 11.11 | 45.77 | 157.79 | 78.42 | 49.03 | 9223721 | 6 | 90.9 | 10.8
105 | Kochi | Spring | 125 | Desert/Arid | 7.445 | 160.72 | 15.36 | 10.7 | 178.49 | 72.64 | 30.25 | 7218960 | 5.17 | 90.2 | 11
106 | Jodhpur | Autumn | 319 | Temperate/Cloudy | 3.496 | 70.18 | 28.23 | 13.03 | 83.45 | 35.6 | 30.34 | 4893302 | 7.44 | 96.1 | 9.6
107 | Ahmedabad | Winter | 87 | Subtropical | 4.462 | 172.86 | 38.79 | 27.19 | 208.96 | 110.46 | 65.81 | 12708142 | 6.97 | 91.8 | 9.4
108 | Bangalore | Winter | 41 | Desert/Arid | 6.533 | 182.17 | 6.76 | 8.69 | 182.21 | 74.9 | 34.63 | 7743977 | 5.52 | 90 | 11.6
109 | Leh | Summer | 186 | Temperate/Cloudy | 3.373 | 62.61 | 36.16 | 13.82 | 74.46 | 35.59 | 27.72 | 4663789 | 8.04 | 93.4 | 11.3
110 | Hyderabad | Autumn | 354 | Temperate/Cloudy | 2.462 | 196.87 | 25.19 | 47.47 | 242.21 | 125.96 | 155.94 | 21558398 | 9.05 | 90.6 | 12.2
111 | Riyadh | Autumn | 335 | Subtropical | 3.739 | 36.74 | 24.74 | 48.94 | 41.43 | 22.85 | 17.75 | 2990190 | 7.26 | 91.7 | 10.9
112 | Dubai | Summer | 266 | Temperate/Cloudy | 2.967 | 48.38 | 22.51 | 21.93 | 53.3 | 25.11 | 23.94 | 3673328 | 8.33 | 90.4 | 10.7
113 | Cairo | Summer | 271 | Desert/Arid | 7.578 | 45 | 7.43 | 46.55 | 49.93 | 23.98 | 10.44 | 2422778 | 4.94 | 91.6 | 9.4
114 | Lagos | Winter | 42 | Desert/Arid | 6.849 | 179.86 | 8.15 | 29.52 | 193.88 | 88.07 | 39.8 | 9025338 | 5.34 | 91.2 | 10.8
115 | Nairobi | Spring | 93 | Semi-Arid | 5.8 | 134.32 | 26.03 | 17.14 | 150.94 | 70.76 | 34.02 | 7429867 | 6.07 | 90.9 | 11.3
116 | Phoenix | Summer | 185 | Desert/Arid | 7.229 | 38.9 | 16.93 | 36.61 | 43.96 | 22.18 | 8.52 | 2141647 | 5.6 | 88.8 | 9.3
117 | Perth | Summer | 215 | Desert/Arid | 6.822 | 93.66 | 37.1 | 34.65 | 116.59 | 65.18 | 25.23 | 6310433 | 5.91 | 85.9 | 12.5
118 | Madrid | Winter | 17 | Temperate/Cloudy | 3.119 | 126.91 | 19.23 | 49.51 | 145.71 | 72.67 | 74.81 | 11113612 | 7.68 | 90.2 | 10.3
119 | London | Summer | 265 | Desert/Arid | 7.355 | 25.86 | 10.01 | 16.93 | 27.43 | 11.61 | 4.79 | 1149884 | 5.26 | 92.3 | 10.6
120 | Bangkok | Spring | 114 | Semi-Arid | 5.236 | 177.66 | 30.02 | 35.24 | 213.32 | 110.24 | 59.49 | 12142166 | 6.28 | 84.5 | 12.1
121 | New Delhi | Autumn | 292 | Desert/Arid | 6.845 | 162.68 | 15.27 | 7.34 | 174.07 | 81.36 | 31.3 | 7860048 | 5.91 | 93.7 | 10.6
122 | Mumbai | Autumn | 292 | Desert/Arid | 7.377 | 105.99 | 23.39 | 10.11 | 122.2 | 52.18 | 20.64 | 5090450 | 5.39 | 95.1 | 11.9
123 | Chennai | Winter | 48 | Subtropical | 3.908 | 193.75 | 29.42 | 5.18 | 232.55 | 98.34 | 72.07 | 12491455 | 7.15 | 90.4 | 11.6
124 | Jaipur | Autumn | 307 | Temperate/Cloudy | 2.66 | 89.37 | 36.51 | 49.98 | 107.9 | 60.04 | 65.74 | 9525566 | 8.78 | 86.8 | 11.2
125 | Kochi | Spring | 97 | Temperate/Cloudy | 3.368 | 196.98 | 32.73 | 41.1 | 229.75 | 131.88 | 103.94 | 17388638 | 8.01 | 90.1 | 7.9
126 | Jodhpur | Spring | 95 | Subtropical | 4.563 | 136.9 | 28.67 | 40.4 | 163.59 | 83.06 | 54.34 | 9979922 | 6.49 | 84.4 | 12.6
127 | Ahmedabad | Autumn | 326 | Desert/Arid | 6.908 | 130.59 | 28.79 | 27.94 | 147.41 | 74.38 | 29.93 | 7300625 | 5.69 | 89.7 | 9.9
128 | Bangalore | Winter | 74 | Desert/Arid | 7.164 | 41.53 | 38.11 | 18.5 | 48.11 | 25.58 | 9.33 | 2426609 | 5.85 | 91.9 | 11.7
129 | Leh | Autumn | 336 | Temperate/Cloudy | 2.042 | 177.57 | 15.35 | 11.81 | 181.61 | 84.11 | 111.97 | 15080629 | 10.63 | 91.9 | 11.3
130 | Hyderabad | Winter | 68 | Semi-Arid | 5.064 | 91.22 | 5.04 | 17.81 | 94.24 | 40.96 | 24.29 | 4702454 | 6.16 | 90.4 | 10.8
131 | Riyadh | Summer | 246 | Subtropical | 4.504 | 40.82 | 14.52 | 21.92 | 44.6 | 20.13 | 13.62 | 2458033 | 6.46 | 89.6 | 12
132 | Dubai | Winter | 77 | Temperate/Cloudy | 3.333 | 12.4 | 12.63 | 39.03 | 13.52 | 6.62 | 6.18 | 956945 | 7.49 | 87.2 | 11.8
133 | Cairo | Summer | 208 | Temperate/Cloudy | 2.719 | 116.35 | 28.16 | 29.28 | 140.56 | 68.04 | 72.4 | 10611384 | 8.69 | 89.4 | 11.4
134 | Lagos | Summer | 254 | Subtropical | 4.026 | 110.21 | 27.18 | 8.49 | 129.3 | 54.79 | 39.62 | 6912973 | 6.99 | 94.9 | 8.8
135 | Nairobi | Summer | 221 | Desert/Arid | 7.657 | 146.68 | 25.77 | 5.81 | 173.32 | 73.93 | 27.17 | 7031161 | 5.45 | 97.9 | 10.2
136 | Phoenix | Summer | 262 | Subtropical | 3.939 | 179.15 | 5.57 | 9.6 | 186 | 73.23 | 58.13 | 9691727 | 6.82 | 93.8 | 9.4
137 | Perth | Autumn | 331 | Semi-Arid | 5.113 | 25.09 | 30.51 | 23.47 | 30.23 | 14.42 | 7.79 | 1588994 | 6.43 | 92.7 | 9.6
138 | Madrid | Autumn | 344 | Semi-Arid | 6.218 | 148.98 | 16.32 | 46.99 | 170.33 | 80.46 | 43.48 | 8867393 | 5.29 | 87.6 | 10.9
139 | London | Summer | 259 | Subtropical | 4.182 | 45.61 | 28.28 | 33.68 | 53.77 | 26.32 | 18.66 | 3288298 | 6.79 | 86 | 12.9
140 | Bangkok | Autumn | 308 | Desert/Arid | 7.831 | 173.05 | 24.48 | 41.08 | 199.16 | 103.64 | 38.41 | 9884818 | 5.3 | 93.4 | 11
141 | New Delhi | Winter | 74 | Desert/Arid | 7.775 | 165.62 | 17 | 25.99 | 172.6 | 88.59 | 30.04 | 8205464 | 5.66 | 90.4 | 11.4
142 | Mumbai | Spring | 125 | Subtropical | 3.511 | 112.75 | 9.71 | 21.27 | 122.84 | 55.99 | 47.13 | 7644647 | 7.45 | 93.8 | 11.4
143 | Chennai | Summer | 188 | Subtropical | 4.983 | 144.95 | 8.3 | 9.88 | 157.16 | 60.83 | 39.32 | 7267285 | 5.98 | 93.9 | 9.7
144 | Jaipur | Summer | 254 | Subtropical | 3.805 | 69.73 | 34.1 | 44.42 | 81.52 | 45.15 | 33.72 | 5790229 | 7.27 | 90.8 | 9.3
145 | Kochi | Autumn | 321 | Subtropical | 3.709 | 99.52 | 37.14 | 40.24 | 121.74 | 65.64 | 50.02 | 8505067 | 7.39 | 91 | 9.1
146 | Jodhpur | Autumn | 308 | Temperate/Cloudy | 2.221 | 166.11 | 27.74 | 12.57 | 194.61 | 85.85 | 110.84 | 15091532 | 9.88 | 92.9 | 10.9
147 | Ahmedabad | Summer | 235 | Semi-Arid | 5.657 | 97.26 | 8.62 | 28.05 | 103.39 | 47.82 | 25.56 | 5245582 | 5.85 | 92.5 | 11.7
148 | Bangalore | Summer | 250 | Semi-Arid | 5.016 | 77.98 | 19.07 | 26.93 | 90.2 | 44.69 | 24.84 | 4985492 | 6.45 | 93.8 | 11.5
149 | Leh | Autumn | 332 | Temperate/Cloudy | 2.309 | 103.9 | 30.51 | 33.13 | 122.43 | 62 | 76.52 | 10590787 | 9.66 | 89.3 | 10.2
150 | Hyderabad | Autumn | 345 | Subtropical | 3.672 | 167.37 | 32.29 | 47.58 | 200 | 106.61 | 86.55 | 14277438 | 7.24 | 91.7 | 12.2
151 | Riyadh | Winter | 72 | Desert/Arid | 7.45 | 73.69 | 9.14 | 31.09 | 82.35 | 37.39 | 15.62 | 3720133 | 5.15 | 90 | 13
152 | Dubai | Summer | 235 | Temperate/Cloudy | 3.437 | 43.01 | 5 | 29.31 | 44.32 | 20.04 | 17.62 | 2801803 | 7.46 | 92 | 11.4
153 | Cairo | Autumn | 324 | Temperate/Cloudy | 2.869 | 145.28 | 29.92 | 7.26 | 163.12 | 78.69 | 69.57 | 11035105 | 8.91 | 94 | 12.1
154 | Lagos | Spring | 156 | Subtropical | 4.937 | 166.94 | 17.48 | 7.83 | 177.27 | 83.44 | 44.46 | 9140746 | 6.71 | 90.1 | 11.9
155 | Nairobi | Spring | 115 | Desert/Arid | 7.914 | 29.12 | 13.91 | 13.43 | 30.44 | 12.72 | 5.22 | 1257379 | 4.91 | 95.7 | 10.2
156 | Phoenix | Autumn | 313 | Temperate/Cloudy | 3.452 | 55.58 | 5.45 | 6.46 | 57.64 | 20.57 | 20.37 | 3075433 | 7.05 | 95 | 9.8
157 | Perth | Summer | 228 | Semi-Arid | 6.033 | 36.97 | 23.91 | 38.45 | 42.27 | 21.66 | 10.26 | 2260894 | 5.89 | 96.6 | 8.7
158 | Madrid | Autumn | 322 | Desert/Arid | 6.57 | 76.11 | 34.79 | 37.55 | 93.11 | 49.3 | 21.31 | 4967542 | 5.72 | 93.7 | 10.2
159 | London | Autumn | 346 | Temperate/Cloudy | 3.426 | 95.57 | 38.52 | 11.12 | 108.65 | 55.99 | 39.78 | 7002551 | 8.28 | 91.9 | 10.6
160 | Bangkok | Summer | 245 | Semi-Arid | 6.369 | 152.28 | 24.8 | 42.62 | 172.8 | 99.74 | 41.68 | 9924785 | 6.03 | 93.1 | 10.5
161 | New Delhi | Autumn | 306 | Subtropical | 4.207 | 133.72 | 23.01 | 11.97 | 149.89 | 67.37 | 44.59 | 8139692 | 6.99 | 94.3 | 10.5
162 | Mumbai | Winter | 14 | Semi-Arid | 5.794 | 127.98 | 7.98 | 18.55 | 141.16 | 55.65 | 32.58 | 6352139 | 5.42 | 93.2 | 8.4
163 | Chennai | Winter | 16 | Semi-Arid | 5.801 | 76.95 | 24.21 | 16.2 | 87.87 | 40.86 | 19.82 | 4305655 | 6.04 | 88.9 | 11.9
164 | Jaipur | Winter | 42 | Semi-Arid | 5.215 | 169.88 | 18.3 | 21.75 | 185.66 | 90.2 | 48 | 9875880 | 6.36 | 89.1 | 12
165 | Kochi | Spring | 110 | Temperate/Cloudy | 2.542 | 99.54 | 26.25 | 16.46 | 109.05 | 52.36 | 55.34 | 8133182 | 9.32 | 92.1 | 11.2
166 | Jodhpur | Autumn | 278 | Desert/Arid | 7.012 | 196.03 | 18.61 | 27 | 215.52 | 102.92 | 42.71 | 10215106 | 5.5 | 90.4 | 9.8
167 | Ahmedabad | Autumn | 324 | Subtropical | 3.925 | 130.49 | 13.41 | 23.33 | 142.07 | 66.43 | 49.01 | 8466604 | 7.09 | 92.4 | 11.1
168 | Bangalore | Winter | 19 | Temperate/Cloudy | 3.119 | 33.99 | 8.32 | 49.4 | 34.95 | 18.87 | 18.22 | 2780509 | 7.89 | 92.4 | 10.8
169 | Leh | Winter | 66 | Temperate/Cloudy | 2.245 | 138.47 | 16.02 | 7.52 | 144.76 | 64.19 | 79.32 | 10973365 | 9.93 | 95.2 | 11
170 | Hyderabad | Spring | 167 | Semi-Arid | 5.545 | 71.77 | 8.38 | 11.4 | 73.91 | 34.19 | 16.41 | 3587548 | 6.35 | 92 | 12.4
171 | Riyadh | Winter | 73 | Semi-Arid | 6.065 | 140.4 | 11.19 | 7.38 | 147.69 | 66.24 | 29.63 | 6761597 | 6.06 | 95.6 | 10.3
172 | Dubai | Autumn | 310 | Temperate/Cloudy | 2.1 | 23.23 | 39.56 | 33.16 | 28.42 | 14.69 | 19.64 | 2641220 | 10.32 | 87.9 | 11.4
173 | Cairo | Spring | 112 | Semi-Arid | 5.073 | 43.23 | 20.54 | 7.45 | 46.85 | 19.45 | 11.21 | 2204656 | 6.25 | 90.9 | 10
174 | Lagos | Autumn | 274 | Temperate/Cloudy | 3.359 | 172.59 | 23.62 | 42.64 | 203.32 | 106.18 | 93.21 | 14832166 | 7.63 | 90.3 | 11.9
175 | Nairobi | Winter | 85 | Semi-Arid | 5.871 | 53.16 | 35.58 | 28.04 | 63.95 | 34.64 | 15.13 | 3504077 | 6.36 | 88.8 | 11.8
176 | Phoenix | Spring | 139 | Temperate/Cloudy | 3.046 | 169.04 | 39.84 | 28.72 | 204.34 | 109.04 | 93.65 | 15050784 | 8.5 | 88.9 | 11.3
177 | Perth | Winter | 39 | Semi-Arid | 6.146 | 63.06 | 25.4 | 30.27 | 74.04 | 35.59 | 16.65 | 3696714 | 5.82 | 92.7 | 9.7
178 | Madrid | Spring | 105 | Subtropical | 4.32 | 132.15 | 33.44 | 12.69 | 156.57 | 73.08 | 46.05 | 8626968 | 6.99 | 93.4 | 10
179 | London | Autumn | 324 | Desert/Arid | 7.62 | 141.89 | 16.44 | 13.9 | 148.74 | 64.7 | 25.08 | 6267089 | 5.28 | 92 | 9
180 | Bangkok | Autumn | 281 | Temperate/Cloudy | 2.825 | 107.4 | 15.7 | 19.35 | 117.56 | 55.13 | 55.13 | 8289347 | 8.58 | 89 | 10.4
181 | New Delhi | Spring | 123 | Subtropical | 4.046 | 68.01 | 19.09 | 31.71 | 78.48 | 36.46 | 27.81 | 4726462 | 6.77 | 89.4 | 11.8
182 | Mumbai | Summer | 218 | Temperate/Cloudy | 2.681 | 50.4 | 28.54 | 14.46 | 59.46 | 27.9 | 27.43 | 4153985 | 9.1 | 96 | 10.8
183 | Chennai | Winter | 61 | Desert/Arid | 7.548 | 16.31 | 28.88 | 10.23 | 18.83 | 8.17 | 3.24 | 797756 | 5.26 | 94.5 | 10.7
184 | Jaipur | Spring | 100 | Desert/Arid | 7.264 | 67.75 | 16.03 | 48.66 | 76.4 | 40.27 | 16.51 | 3979324 | 5.35 | 92.2 | 12.3
185 | Kochi | Autumn | 307 | Subtropical | 3.548 | 134.1 | 9.66 | 5.99 | 142.63 | 57.89 | 48.41 | 7876168 | 7.39 | 94.4 | 10.9
186 | Jodhpur | Autumn | 354 | Semi-Arid | 5.96 | 188.28 | 27.13 | 41.12 | 226.25 | 110.61 | 57.35 | 11978526 | 5.65 | 88.8 | 10.5
187 | Ahmedabad | Summer | 204 | Desert/Arid | 6.903 | 175.53 | 9.49 | 40.46 | 192.52 | 91.39 | 41.8 | 9409218 | 5.26 | 92.3 | 10.1
188 | Bangalore | Summer | 258 | Semi-Arid | 5.331 | 155.55 | 25.25 | 18.37 | 178.11 | 84.06 | 43.97 | 9136999 | 6.28 | 94.5 | 10.3
189 | Leh | Winter | 5 | Semi-Arid | 5.178 | 159.8 | 29.27 | 11.1 | 182.07 | 85.19 | 43.97 | 9208189 | 6.52 | 91.5 | 10.4
190 | Hyderabad | Summer | 197 | Temperate/Cloudy | 3.451 | 136.35 | 29.52 | 11.55 | 151.13 | 66.35 | 54.7 | 8958642 | 7.65 | 90.9 | 11.9
191 | Riyadh | Spring | 180 | Temperate/Cloudy | 2.559 | 59.45 | 31.37 | 36.38 | 70.5 | 36.34 | 40.56 | 5832742 | 9.06 | 86.8 | 11.7
192 | Dubai | Autumn | 342 | Desert/Arid | 7.383 | 182.37 | 35.55 | 33.93 | 216.45 | 117.91 | 42.32 | 11125405 | 5.74 | 88.4 | 10.8
193 | Cairo | Spring | 133 | Desert/Arid | 7.403 | 137.44 | 22.5 | 40.22 | 155.88 | 79.08 | 32.15 | 7790664 | 5.28 | 91.2 | 10.6
194 | Lagos | Autumn | 324 | Semi-Arid | 5.799 | 116.48 | 30.56 | 47.19 | 145.02 | 75.22 | 40.07 | 8239375 | 5.71 | 87.6 | 11.9
195 | Nairobi | Summer | 253 | Subtropical | 4.034 | 31.09 | 26.67 | 36.14 | 37.22 | 19.52 | 13.53 | 2411741 | 7.12 | 91.9 | 11.8
196 | Phoenix | Summer | 265 | Subtropical | 4.095 | 94.94 | 11.53 | 12.01 | 96.48 | 42.3 | 30.07 | 5291815 | 6.93 | 97.2 | 8.4
197 | Perth | Spring | 93 | Semi-Arid | 6.356 | 97.47 | 5.9 | 15.95 | 98.8 | 37.54 | 20.47 | 4153279 | 5.14 | 93.2 | 10.5
198 | Madrid | Spring | 150 | Desert/Arid | 7.383 | 174.27 | 14.96 | 42.9 | 193.67 | 95.62 | 40.49 | 9561266 | 5.15 | 89.9 | 11.1
199 | London | Spring | 138 | Desert/Arid | 7.323 | 113.86 | 20.51 | 14.42 | 124.33 | 57.52 | 22.21 | 5564026 | 5.51 | 93.6 | 11.2
200 | Bangkok | Summer | 208 | Desert/Arid | 6.679 | 82.28 | 26.6 | 8.26 | 93.82 | 41.38 | 17.19 | 4108658 | 5.77 | 91.7 | 10.9
201 | New Delhi | Spring | 125 | Semi-Arid | 5.852 | 195.59 | 34.75 | 36.65 | 228.83 | 128.78 | 57.33 | 13121489 | 6.3 | 88.3 | 11.6
202 | Mumbai | Summer | 234 | Temperate/Cloudy | 2.505 | 31.04 | 11.87 | 23.11 | 34.49 | 13.99 | 18.2 | 2471322 | 8.74 | 90.9 | 10.7
203 | Chennai | Winter | 61 | Temperate/Cloudy | 2.97 | 90.28 | 9.39 | 46.4 | 99.22 | 47.75 | 52.47 | 7592029 | 7.85 | 87.6 | 10.4
204 | Jaipur | Autumn | 307 | Desert/Arid | 7.391 | 17.98 | 38.72 | 34.26 | 21.8 | 11.32 | 4.43 | 1100165 | 5.41 | 91.4 | 11.6
205 | Kochi | Summer | 266 | Semi-Arid | 5.639 | 150.58 | 8.78 | 9.07 | 158.17 | 62.91 | 34.5 | 6977250 | 5.78 | 92.7 | 11.5
206 | Jodhpur | Spring | 134 | Temperate/Cloudy | 2.055 | 184.43 | 21.75 | 47.65 | 211.75 | 113.83 | 163.21 | 21429316 | 10.3 | 91.4 | 11.5
207 | Ahmedabad | Autumn | 318 | Temperate/Cloudy | 2.609 | 63.21 | 25.49 | 16.64 | 68.01 | 33.73 | 33.48 | 5049803 | 9.32 | 93.1 | 11.5
208 | Bangalore | Spring | 113 | Semi-Arid | 5.981 | 173.08 | 23.95 | 20.17 | 196.44 | 92.39 | 43.49 | 9619856 | 5.96 | 91.7 | 9.9
209 | Leh | Summer | 191 | Temperate/Cloudy | 2.03 | 65.52 | 8.01 | 23.1 | 69.13 | 30.09 | 46.25 | 5936070 | 10.19 | 93.9 | 10.1
210 | Hyderabad | Summer | 187 | Temperate/Cloudy | 2.965 | 183.05 | 7 | 7.31 | 185.22 | 75.14 | 76.6 | 11425596 | 8.11 | 92 | 11.9
211 | Riyadh | Autumn | 319 | Semi-Arid | 5.292 | 153.25 | 8.69 | 27.34 | 169.52 | 74.82 | 44.41 | 8593318 | 5.89 | 90.3 | 11.3
212 | Dubai | Winter | 89 | Semi-Arid | 6.151 | 162.93 | 25.5 | 10.55 | 187.2 | 86.97 | 38.4 | 8833734 | 6.03 | 94.1 | 10.6
213 | Cairo | Summer | 187 | Semi-Arid | 5.912 | 13.42 | 24.05 | 23.04 | 16.27 | 7.72 | 3.73 | 812213 | 5.94 | 87.1 | 11
214 | Lagos | Autumn | 307 | Temperate/Cloudy | 3.346 | 192.93 | 13.18 | 20.78 | 214.31 | 93.39 | 85.36 | 13340620 | 7.53 | 92.3 | 12
215 | Nairobi | Spring | 132 | Semi-Arid | 6.273 | 148.07 | 27.32 | 39.78 | 171.35 | 85.65 | 41.54 | 9024884 | 5.58 | 90.8 | 9.1
216 | Phoenix | Autumn | 360 | Temperate/Cloudy | 3.423 | 67.9 | 33.7 | 41.14 | 80.22 | 45.34 | 35.56 | 5962942 | 7.89 | 91.8 | 11.1
217 | Perth | Spring | 123 | Subtropical | 3.952 | 167.58 | 6.46 | 11.9 | 172.43 | 74.71 | 55.24 | 9532496 | 7.04 | 96.5 | 10.3
218 | Madrid | Winter | 48 | Semi-Arid | 6.479 | 63.49 | 22.43 | 21.49 | 70.43 | 37 | 14.78 | 3622181 | 6.1 | 91.5 | 9.6
219 | London | Autumn | 288 | Semi-Arid | 5.898 | 175.82 | 29.13 | 21.8 | 204.64 | 105.54 | 46.56 | 10716502 | 6.29 | 92.9 | 12.3
220 | Bangkok | Spring | 179 | Desert/Arid | 7.095 | 31.39 | 13.83 | 11.81 | 32.37 | 14.1 | 5.41 | 1360918 | 5.71 | 91.5 | 8.2
221 | New Delhi | Spring | 180 | Semi-Arid | 5.946 | 143.7 | 15.77 | 40.93 | 164.25 | 79.77 | 42.04 | 8698124 | 5.61 | 89.2 | 11.2
222 | Mumbai | Spring | 99 | Semi-Arid | 5.41 | 112.73 | 26.48 | 36.83 | 132.05 | 66.89 | 36.41 | 7394848 | 6.05 | 92.7 | 11.3
223 | Chennai | Autumn | 330 | Temperate/Cloudy | 2.562 | 28.34 | 36.43 | 13.57 | 33.98 | 16.44 | 17.07 | 2526955 | 9.31 | 91.7 | 9.9
224 | Jaipur | Winter | 34 | Subtropical | 4.206 | 55.96 | 33.35 | 21.5 | 64.1 | 33.09 | 20.84 | 3905252 | 7.18 | 91.5 | 11.1
225 | Kochi | Winter | 70 | Subtropical | 3.591 | 12.36 | 25.41 | 9.76 | 14.02 | 6.71 | 4.73 | 835943 | 7.93 | 90.7 | 10.7
226 | Jodhpur | Spring | 171 | Temperate/Cloudy | 3.464 | 99.07 | 30.56 | 33.27 | 121.05 | 57.4 | 50.65 | 8040984 | 7.39 | 91 | 11.9
227 | Ahmedabad | Summer | 272 | Desert/Arid | 7.838 | 67.24 | 17.77 | 10.46 | 71.79 | 30.73 | 11.21 | 2915296 | 5.35 | 94.6 | 14.1
228 | Bangalore | Winter | 59 | Subtropical | 4.359 | 123.69 | 27.43 | 49.37 | 143.89 | 82.07 | 53.22 | 9819709 | 6.82 | 90.1 | 11.3
229 | Leh | Spring | 181 | Desert/Arid | 7.352 | 66.48 | 21.32 | 40.13 | 77.78 | 40.46 | 16.3 | 3972948 | 5.34 | 87.5 | 11.9
230 | Hyderabad | Winter | 19 | Semi-Arid | 5.787 | 66.98 | 11.65 | 22.56 | 70.46 | 31.08 | 16.66 | 3413458 | 5.71 | 94.2 | 9.6
231 | Riyadh | Summer | 226 | Desert/Arid | 6.769 | 151.21 | 29.56 | 31.04 | 176.64 | 95.64 | 37.23 | 9277733 | 5.93 | 88.4 | 11.4
232 | Dubai | Spring | 95 | Semi-Arid | 5.016 | 19.15 | 24.48 | 46.01 | 23.28 | 12.12 | 7.24 | 1396046 | 6.2 | 89.1 | 10.7
233 | Cairo | Autumn | 297 | Semi-Arid | 5.461 | 181.55 | 17.55 | 29.93 | 198.17 | 95.31 | 51.08 | 10466879 | 6.05 | 87.9 | 12
234 | Lagos | Winter | 81 | Subtropical | 4.955 | 171.93 | 36.9 | 12.85 | 211.53 | 92.88 | 54.12 | 10579363 | 6.36 | 91.5 | 9.4
235 | Nairobi | Spring | 175 | Temperate/Cloudy | 3.171 | 136.88 | 5.73 | 22.04 | 142.75 | 56.11 | 60.1 | 8785266 | 7.43 | 90.5 | 9.9
236 | Phoenix | Summer | 222 | Semi-Arid | 6.335 | 122.71 | 16.05 | 42.94 | 134.23 | 66.92 | 32.61 | 7064770 | 5.51 | 89 | 12.3
237 | Perth | Spring | 103 | Subtropical | 3.685 | 179.54 | 6.99 | 33.99 | 195.99 | 89.56 | 76.73 | 12345413 | 7.04 | 91.4 | 11.1
238 | Madrid | Winter | 54 | Temperate/Cloudy | 2.146 | 45.21 | 31.83 | 34.28 | 53.96 | 28.77 | 36.13 | 4968827 | 10.33 | 91.6 | 12.2
239 | London | Summer | 183 | Semi-Arid | 5.873 | 25 | 29.57 | 44.01 | 29.84 | 15.67 | 8.11 | 1695700 | 5.74 | 90.7 | 11.3
240 | Bangkok | Autumn | 351 | Temperate/Cloudy | 3.063 | 55.51 | 16.6 | 45.23 | 61.61 | 31.27 | 31.63 | 4733207 | 7.87 | 85 | 12
241 | New Delhi | Autumn | 318 | Desert/Arid | 7.643 | 160.97 | 28.65 | 46.39 | 192.32 | 102.51 | 39.69 | 9925448 | 5.27 | 90.3 | 10.7
242 | Mumbai | Autumn | 355 | Desert/Arid | 7.724 | 16.59 | 18.86 | 9.27 | 17.17 | 7.88 | 2.78 | 739301 | 5.55 | 93.5 | 10.5
243 | Chennai | Autumn | 349 | Desert/Arid | 7.489 | 120.73 | 31.47 | 29.49 | 143.5 | 73.52 | 27.1 | 6999216 | 5.56 | 89.4 | 12
244 | Jaipur | Autumn | 321 | Subtropical | 4.221 | 199.13 | 20.9 | 38.32 | 235.63 | 113.83 | 83.51 | 14466724 | 6.61 | 88.4 | 11
245 | Kochi | Winter | 68 | Temperate/Cloudy | 2.093 | 172.58 | 19.43 | 39.06 | 187.33 | 91.94 | 134.02 | 17500207 | 10.06 | 90 | 12.2
246 | Jodhpur | Winter | 28 | Desert/Arid | 7.57 | 109.07 | 37.72 | 32.3 | 131.2 | 70.21 | 24.58 | 6570539 | 5.69 | 90.3 | 10.9
247 | Ahmedabad | Autumn | 274 | Subtropical | 4.569 | 22.09 | 13.78 | 12.51 | 23.23 | 10.17 | 5.83 | 1150019 | 6.96 | 93.8 | 9.4
248 | Bangalore | Autumn | 282 | Desert/Arid | 7.8 | 167.96 | 9.22 | 40.88 | 175.89 | 89.85 | 34.07 | 8636905 | 5.24 | 90.1 | 9.7
249 | Leh | Autumn | 360 | Desert/Arid | 7.782 | 123.81 | 25.46 | 37.41 | 136.56 | 71.58 | 26.06 | 6786142 | 5.39 | 84.9 | 11.3
250 | Hyderabad | Autumn | 311 | Desert/Arid | 7.118 | 31.84 | 38.93 | 8.88 | 36.68 | 18.88 | 6.63 | 1768637 | 6.04 | 91.2 | 11.8
251 | Riyadh | Spring | 119 | Subtropical | 3.767 | 27.83 | 18.22 | 25.87 | 30.85 | 14.86 | 11.33 | 1925969 | 7.27 | 89.1 | 10.4
252 | Dubai | Spring | 134 | Subtropical | 4.311 | 182.83 | 7.17 | 12.83 | 197.94 | 77.23 | 58.38 | 9965567 | 6.38 | 97.5 | 11
253 | Cairo | Spring | 129 | Desert/Arid | 7.107 | 137.15 | 16.88 | 20.19 | 144.87 | 63.67 | 26.88 | 6359447 | 5.37 | 92.3 | 10.9
254 | Lagos | Winter | 8 | Subtropical | 3.902 | 167.56 | 22.71 | 5.81 | 187.46 | 85.69 | 58.35 | 10495926 | 7.43 | 94.8 | 11.1
255 | Nairobi | Winter | 51 | Temperate/Cloudy | 3.017 | 177.01 | 10.67 | 23.01 | 191.79 | 86.39 | 85.87 | 12944173 | 8.05 | 93.4 | 10.4
256 | Phoenix | Autumn | 341 | Semi-Arid | 5.341 | 118.64 | 28.03 | 29.74 | 144.32 | 70.24 | 37.99 | 7743926 | 6.15 | 91.2 | 11.1
257 | Perth | Autumn | 281 | Desert/Arid | 7.617 | 108.31 | 39.92 | 32.88 | 134.67 | 71.75 | 25.25 | 6726090 | 5.64 | 88.9 | 12
258 | Madrid | Spring | 175 | Semi-Arid | 6.176 | 91.78 | 20.81 | 34.86 | 106.31 | 48.32 | 25.1 | 5236896 | 5.44 | 89.4 | 11
259 | London | Summer | 183 | Semi-Arid | 5.42 | 70.22 | 17.42 | 42.63 | 81.07 | 40.77 | 23.18 | 4593515 | 5.89 | 85.8 | 10.9
260 | Bangkok | Summer | 192 | Temperate/Cloudy | 2.583 | 92.57 | 19.02 | 14.7 | 99.7 | 48.65 | 49.21 | 7363936 | 9.34 | 92.9 | 8.9
261 | New Delhi | Summer | 249 | Semi-Arid | 5.69 | 157.04 | 9.03 | 10.42 | 162.76 | 63.85 | 35.72 | 7143049 | 5.66 | 94.1 | 11.1
262 | Mumbai | Summer | 235 | Desert/Arid | 7.94 | 124.37 | 35.91 | 43.32 | 156.14 | 86.52 | 30.77 | 8138827 | 5.37 | 88.8 | 10.3
263 | Chennai | Winter | 83 | Temperate/Cloudy | 2.841 | 179.58 | 19.52 | 12.05 | 187.13 | 92.25 | 82.91 | 13054768 | 8.93 | 93.1 | 10.2
264 | Jaipur | Spring | 93 | Semi-Arid | 5.11 | 94.24 | 18.55 | 48.86 | 106.17 | 53.34 | 33.37 | 6275623 | 5.93 | 86.8 | 10.2
265 | Kochi | Autumn | 312 | Desert/Arid | 7.264 | 125.35 | 28.09 | 42.91 | 143.46 | 77.31 | 30.44 | 7529768 | 5.49 | 88.7 | 10.9
266 | Jodhpur | Summer | 268 | Semi-Arid | 6.445 | 129.95 | 20.47 | 27.54 | 147.52 | 66.51 | 31.85 | 6972546 | 5.47 | 89.9 | 13.1
267 | Ahmedabad | Spring | 120 | Semi-Arid | 6.182 | 122.42 | 27.69 | 49.16 | 144.25 | 78.18 | 37.98 | 8243273 | 5.66 | 90 | 11.4
268 | Bangalore | Winter | 71 | Semi-Arid | 6.215 | 143.5 | 7.15 | 9.38 | 152.48 | 60.93 | 30.57 | 6509185 | 5.52 | 93.8 | 10
269 | Leh | Winter | 17 | Subtropical | 4.157 | 55.11 | 33.48 | 18.64 | 64.65 | 30.86 | 20.06 | 3696622 | 7.14 | 90.2 | 10.5
270 | Hyderabad | Summer | 253 | Subtropical | 3.762 | 107.35 | 37.92 | 33.72 | 125.77 | 70.92 | 48.81 | 8732002 | 7.66 | 89.4 | 9.6
271 | Riyadh | Spring | 122 | Desert/Arid | 6.856 | 29.8 | 27.71 | 20.75 | 33.01 | 17.09 | 6.49 | 1643636 | 5.95 | 89.5 | 9.9
272 | Dubai | Winter | 10 | Desert/Arid | 6.861 | 83.06 | 38.41 | 46.78 | 102.87 | 58.58 | 23.66 | 5757478 | 5.72 | 87.7 | 9.9
273 | Cairo | Autumn | 287 | Desert/Arid | 7.202 | 102.66 | 10.3 | 7.95 | 106.07 | 44.96 | 18.49 | 4447766 | 5.38 | 94.9 | 10.8
274 | Lagos | Autumn | 316 | Desert/Arid | 7.479 | 133.92 | 21.71 | 29.72 | 150.11 | 70.72 | 28.18 | 6917165 | 5.29 | 88.3 | 11.6
275 | Nairobi | Autumn | 326 | Semi-Arid | 5.068 | 190.6 | 26.06 | 31.59 | 226.39 | 110.43 | 64.3 | 12574338 | 6.22 | 90.4 | 11
276 | Phoenix | Summer | 273 | Semi-Arid | 5.009 | 124.12 | 25.36 | 34.37 | 146.82 | 73.58 | 42.7 | 8365812 | 6.3 | 88.8 | 11.5
277 | Perth | Autumn | 306 | Desert/Arid | 6.79 | 151.28 | 19.05 | 16.5 | 175.66 | 80.21 | 33.86 | 8011240 | 5.62 | 89.7 | 10.3
278 | Madrid | Autumn | 293 | Semi-Arid | 5.9 | 106.19 | 16.83 | 21.41 | 116.16 | 53.37 | 27.14 | 5733260 | 5.77 | 95.7 | 9.3
279 | London | Summer | 210 | Semi-Arid | 6.212 | 130.48 | 9.44 | 42.97 | 140.53 | 69.25 | 34.95 | 7415982 | 5.51 | 92.7 | 9.6
280 | Bangkok | Summer | 218 | Desert/Arid | 6.775 | 23.48 | 18.71 | 13.77 | 26.17 | 11.1 | 4.91 | 1128238 | 5.47 | 91.5 | 9.7
281 | New Delhi | Summer | 241 | Desert/Arid | 7.34 | 58.33 | 10.69 | 42.21 | 63.26 | 29.39 | 12.97 | 2984629 | 5.05 | 89.7 | 11.4
282 | Mumbai | Summer | 200 | Subtropical | 4.028 | 78.75 | 30.7 | 30.32 | 91.65 | 45.53 | 32.21 | 5682256 | 7.06 | 86.4 | 13.4
283 | Chennai | Summer | 216 | Subtropical | 4.253 | 99.77 | 12.31 | 39.3 | 109.66 | 51.82 | 38.51 | 6628894 | 6.52 | 87.3 | 10.2
284 | Jaipur | Summer | 205 | Temperate/Cloudy | 2.564 | 18.67 | 7.05 | 37.11 | 21.05 | 9.97 | 12.09 | 1684292 | 8.76 | 88.7 | 10.8
285 | Kochi | Summer | 216 | Semi-Arid | 5.47 | 36.6 | 24.33 | 14.34 | 42.08 | 18.89 | 10.58 | 2114339 | 5.89 | 92.3 | 11
286 | Jodhpur | Winter | 80 | Temperate/Cloudy | 2.216 | 62.59 | 25.83 | 30.6 | 73.96 | 36.62 | 47.29 | 6438314 | 9.9 | 90.4 | 10.7
287 | Ahmedabad | Summer | 267 | Subtropical | 4.794 | 194.59 | 35.52 | 44.05 | 247.01 | 132.29 | 79.9 | 15314334 | 6.44 | 89.5 | 11.4
288 | Bangalore | Winter | 35 | Semi-Arid | 5.256 | 72.96 | 25.19 | 24.45 | 85.59 | 39.04 | 22.18 | 4397165 | 6.08 | 92.7 | 10.2
289 | Leh | Autumn | 289 | Subtropical | 3.719 | 101.59 | 17.09 | 48.5 | 112.32 | 58.02 | 48.22 | 7867759 | 7.07 | 89.9 | 10.3
290 | Hyderabad | Winter | 18 | Semi-Arid | 5.545 | 47.26 | 33.11 | 25.35 | 57.21 | 29.09 | 14.43 | 3093275 | 6.23 | 88.6 | 11
291 | Riyadh | Spring | 165 | Temperate/Cloudy | 2.183 | 126.05 | 23.91 | 11.43 | 145.36 | 65.8 | 83.48 | 11438213 | 10.12 | 93.3 | 11
292 | Dubai | Winter | 13 | Temperate/Cloudy | 2.224 | 63.33 | 7.77 | 22.52 | 68.56 | 26.34 | 41.84 | 5314562 | 9.2 | 93.6 | 11.9
293 | Cairo | Summer | 202 | Desert/Arid | 6.936 | 49.33 | 24.8 | 47.83 | 57.69 | 31.19 | 13.19 | 3117248 | 5.49 | 88.1 | 11.6
294 | Lagos | Summer | 229 | Subtropical | 4.161 | 108.15 | 36.78 | 19.39 | 130.75 | 64.41 | 41.46 | 7679776 | 7.17 | 87.5 | 11
295 | Nairobi | Autumn | 346 | Temperate/Cloudy | 2.762 | 11.05 | 18.87 | 44.06 | 12.61 | 6.26 | 6.85 | 992796 | 8.46 | 92 | 11.6
296 | Phoenix | Winter | 1 | Semi-Arid | 5.133 | 11.46 | 15.37 | 44.66 | 12.57 | 6.5 | 3.72 | 734479 | 6.2 | 89.9 | 12
297 | Perth | Autumn | 319 | Desert/Arid | 6.62 | 51.62 | 10.02 | 20.76 | 54.17 | 25.49 | 10.49 | 2522276 | 5.85 | 86.9 | 11
298 | Madrid | Summer | 217 | Temperate/Cloudy | 3.295 | 16.98 | 10.3 | 8.75 | 18.31 | 7.25 | 6.34 | 1010612 | 7.8 | 97.8 | 10.1
299 | London | Winter | 34 | Semi-Arid | 5.737 | 30.52 | 20.15 | 37.61 | 33.97 | 18 | 8.97 | 1917619 | 6.01 | 89.3 | 10.6
300 | Bangkok | Autumn | 359 | Temperate/Cloudy | 2.512 | 74.38 | 25.85 | 19.02 | 83.12 | 38.43 | 43.1 | 6186306 | 9.21 | 96.7 | 11.2
301 | New Delhi | Summer | 266 | Temperate/Cloudy | 2.31 | 162.49 | 7.82 | 40.23 | 180 | 82.59 | 117.68 | 15483695 | 9.18 | 91.3 | 10.9
302 | Mumbai | Spring | 128 | Semi-Arid | 5.188 | 118.69 | 37.88 | 24.92 | 143.55 | 73.27 | 37.77 | 7915597 | 6.51 | 90.2 | 9.6
303 | Chennai | Summer | 212 | Semi-Arid | 5.244 | 107.41 | 31.43 | 26.84 | 128.41 | 64.84 | 34.19 | 7071758 | 6.36 | 91.1 | 11.3
304 | Jaipur | Summer | 263 | Semi-Arid | 5.825 | 65.76 | 25.53 | 40.01 | 74.41 | 39.23 | 18.89 | 4121720 | 6.04 | 88.3 | 12.7
305 | Kochi | Autumn | 312 | Semi-Arid | 6.357 | 187.03 | 34 | 22.21 | 224.47 | 107.04 | 47.7 | 10910592 | 5.8 | 91.2 | 12.4
306 | Jodhpur | Winter | 80 | Desert/Arid | 7.855 | 85.43 | 7.81 | 24.94 | 89.39 | 38.02 | 15.68 | 3765065 | 4.93 | 96.1 | 9.9
307 | Ahmedabad | Spring | 165 | Semi-Arid | 5.098 | 26.55 | 21.69 | 21.93 | 29.1 | 13.22 | 7.76 | 1510774 | 6.15 | 89.9 | 10.3
308 | Bangalore | Summer | 252 | Subtropical | 3.938 | 127.24 | 27.05 | 21.53 | 144.49 | 67.81 | 49.42 | 8589361 | 7.11 | 92.6 | 12.6
309 | Leh | Winter | 12 | Desert/Arid | 6.771 | 31.63 | 34 | 28.67 | 39.02 | 19.83 | 8.11 | 1957780 | 5.75 | 89 | 12.7
310 | Hyderabad | Autumn | 304 | Subtropical | 3.625 | 75.59 | 32.42 | 41.4 | 90.1 | 48.32 | 37.27 | 6300067 | 7.52 | 88.9 | 11.6
311 | Riyadh | Summer | 212 | Subtropical | 4.634 | 106.41 | 14.7 | 21.28 | 123.37 | 52.68 | 35.73 | 6440213 | 6.27 | 96.1 | 8.7
312 | Dubai | Autumn | 282 | Temperate/Cloudy | 2.471 | 176.1 | 37.93 | 28.59 | 202.34 | 118.87 | 114.59 | 17499392 | 9.96 | 91.3 | 10.3
313 | Cairo | Spring | 112 | Temperate/Cloudy | 2.152 | 103.77 | 9.35 | 35.18 | 107.89 | 51.27 | 73.06 | 9612532 | 9.85 | 92.5 | 9.7
314 | Lagos | Summer | 211 | Desert/Arid | 7.776 | 143.43 | 35.63 | 17.12 | 175.54 | 87 | 29.24 | 8035406 | 5.7 | 91.6 | 12.7
315 | Nairobi | Summer | 239 | Desert/Arid | 7.016 | 198.64 | 38.98 | 17.49 | 247.77 | 121.95 | 46.08 | 11708399 | 5.84 | 96.7 | 8.8
316 | Phoenix | Summer | 268 | Semi-Arid | 6.176 | 34.98 | 11.2 | 47 | 37.91 | 20.94 | 10.1 | 2201556 | 5.69 | 87.8 | 13
317 | Perth | Autumn | 298 | Subtropical | 4.454 | 62.2 | 30.27 | 37.56 | 73.99 | 34.91 | 24.47 | 4337029 | 6.41 | 86.6 | 11.2
318 | Madrid | Autumn | 317 | Temperate/Cloudy | 3.04 | 84.97 | 6.41 | 30.97 | 92.49 | 38.88 | 42.82 | 6190195 | 7.66 | 95 | 9.3
319 | London | Winter | 58 | Temperate/Cloudy | 2.939 | 90.15 | 19.19 | 34.15 | 101.32 | 50.86 | 49.66 | 7542478 | 8.33 | 89.9 | 12
320 | Bangkok | Winter | 34 | Subtropical | 3.501 | 88.09 | 23.07 | 6.32 | 98.37 | 42.24 | 34.21 | 5649706 | 7.6 | 94 | 11.2
321 | New Delhi | Summer | 263 | Semi-Arid | 5.295 | 182.45 | 25.32 | 32.81 | 211.3 | 108.1 | 57.93 | 11871065 | 6.24 | 93.9 | 9.3
322 | Mumbai | Autumn | 365 | Semi-Arid | 6.288 | 145.67 | 37.76 | 27.93 | 169.65 | 92.45 | 38.24 | 9164996 | 6.14 | 91.2 | 10.9
323 | Chennai | Winter | 35 | Semi-Arid | 5.961 | 125.5 | 28.53 | 29.56 | 145.34 | 76.18 | 34.58 | 7820249 | 6.11 | 95.1 | 11.9
324 | Jaipur | Summer | 271 | Subtropical | 3.68 | 68.78 | 21.84 | 21.17 | 77.49 | 34.86 | 27.89 | 4632650 | 7.28 | 92.1 | 10.4
325 | Kochi | Summer | 227 | Desert/Arid | 7.729 | 166.52 | 33.34 | 8.67 | 194.01 | 93.43 | 30.86 | 8582020 | 5.8 | 91.1 | 12.6
326 | Jodhpur | Winter | 25 | Semi-Arid | 6.427 | 191.46 | 38.27 | 13.7 | 218.18 | 116.44 | 43.55 | 11140248 | 6.41 | 87 | 10.6
327 | Ahmedabad | Summer | 234 | Semi-Arid | 5.326 | 166.03 | 5.77 | 47.78 | 183.86 | 86.03 | 55.36 | 10256140 | 5.61 | 90.5 | 9.3
328 | Bangalore | Winter | 59 | Semi-Arid | 5.67 | 10.3 | 39.39 | 23.39 | 12.5 | 6.54 | 2.83 | 659249 | 6.62 | 86.2 | 11.4
329 | Leh | Summer | 251 | Subtropical | 4.518 | 130.92 | 8.01 | 26 | 135.72 | 64.27 | 41.77 | 7698037 | 6.57 | 92.6 | 9.3
330 | Hyderabad | Autumn | 335 | Temperate/Cloudy | 3.486 | 19.72 | 33.5 | 7.37 | 23.95 | 10.28 | 8.36 | 1377970 | 7.62 | 95.5 | 10.6
331 | Riyadh | Winter | 86 | Subtropical | 4.136 | 58.95 | 14.81 | 6.69 | 62.77 | 26.68 | 18.72 | 3316219 | 6.9 | 93.6 | 10.6
332 | Dubai | Summer | 251 | Desert/Arid | 6.547 | 21.31 | 9.63 | 37.27 | 23.05 | 10.3 | 5.52 | 1131127 | 5.04 | 91.2 | 10.1
333 | Cairo | Spring | 180 | Temperate/Cloudy | 2.086 | 124.72 | 20.39 | 29.21 | 143.34 | 69.73 | 95.99 | 12778676 | 10.28 | 92.9 | 12.6
334 | Lagos | Summer | 207 | Temperate/Cloudy | 2.696 | 140.45 | 27.54 | 27.89 | 171.08 | 79.05 | 88.47 | 12708889 | 8.59 | 92.2 | 10.8
335 | Nairobi | Autumn | 344 | Temperate/Cloudy | 2.276 | 31.75 | 18.33 | 15.94 | 35.68 | 14.16 | 20.58 | 2689949 | 9.26 | 94.8 | 11.4
336 | Phoenix | Spring | 149 | Temperate/Cloudy | 2.244 | 82.93 | 6.91 | 38.51 | 91.52 | 42.42 | 60.68 | 7973465 | 9.44 | 90.8 | 11.8
337 | Perth | Winter | 71 | Desert/Arid | 7.133 | 96.68 | 25.98 | 12.57 | 106.71 | 50.54 | 18.7 | 4817652 | 5.82 | 87.9 | 13
338 | Madrid | Spring | 121 | Semi-Arid | 6.222 | 80.12 | 36.58 | 13.55 | 95.04 | 47.77 | 19.6 | 4721766 | 6.24 | 94.2 | 9.4
339 | London | Summer | 253 | Subtropical | 4.845 | 32.99 | 18.41 | 25.73 | 36.3 | 18.21 | 10.35 | 2051406 | 6.59 | 91 | 9.1
340 | Bangkok | Spring | 93 | Temperate/Cloudy | 2.587 | 89.6 | 12.57 | 17.88 | 98.59 | 42.71 | 49.71 | 7033396 | 8.81 | 90.8 | 12.6
341 | New Delhi | Summer | 256 | Subtropical | 4.95 | 152.72 | 20.49 | 16.14 | 173.69 | 78.08 | 45.45 | 8889552 | 6.37 | 93 | 11.3
342 | Mumbai | Summer | 254 | Subtropical | 4.841 | 23.49 | 6.69 | 34.04 | 26.34 | 11.3 | 7.49 | 1366226 | 6.07 | 91.6 | 11
343 | Chennai | Autumn | 352 | Temperate/Cloudy | 3.039 | 25.23 | 33.72 | 34.29 | 28.62 | 15.36 | 13.78 | 2171501 | 8.36 | 88.4 | 11
344 | Jaipur | Autumn | 288 | Subtropical | 4.603 | 77.41 | 33.92 | 42.1 | 92.27 | 50.33 | 31.12 | 5889433 | 6.63 | 86.5 | 11
345 | Kochi | Autumn | 309 | Subtropical | 4.391 | 188.93 | 25.58 | 23.8 | 224.06 | 112.75 | 69.17 | 13145941 | 6.98 | 92.3 | 11.6
346 | Jodhpur | Winter | 59 | Semi-Arid | 5.695 | 137.03 | 17.36 | 8.29 | 143.44 | 63.19 | 30.88 | 6678647 | 6.12 | 91.6 | 9.4
347 | Ahmedabad | Winter | 69 | Semi-Arid | 5.811 | 138.95 | 32.99 | 17.31 | 166.25 | 80.15 | 37.39 | 8315840 | 6.17 | 91.8 | 11.3
348 | Bangalore | Winter | 86 | Temperate/Cloudy | 2.272 | 78.76 | 24.41 | 49.1 | 95.25 | 50.95 | 67.91 | 9142468 | 9.55 | 89.6 | 12.1
349 | Leh | Autumn | 274 | Subtropical | 4.248 | 122.8 | 33.91 | 31.83 | 146.83 | 73.04 | 49.75 | 8947680 | 6.82 | 92.1 | 11.5
350 | Hyderabad | Summer | 227 | Semi-Arid | 5.755 | 11.92 | 27.1 | 36.94 | 13.46 | 7.33 | 3.44 | 762308 | 6.21 | 94.2 | 10.5
351 | Riyadh | Winter | 81 | Semi-Arid | 5.019 | 130.86 | 32.45 | 5.33 | 150.45 | 66.95 | 36.34 | 7392512 | 6.53 | 93.3 | 10.7
352 | Dubai | Spring | 114 | Desert/Arid | 7.139 | 183.52 | 25.95 | 28.32 | 219.95 | 106.44 | 43.46 | 10502386 | 5.46 | 90 | 12.3
353 | Cairo | Summer | 184 | Semi-Arid | 5.952 | 126.39 | 19.49 | 6.69 | 144.42 | 60.1 | 29.44 | 6358178 | 5.85 | 96.7 | 10.9
354 | Lagos | Autumn | 280 | Temperate/Cloudy | 2.978 | 176 | 38.53 | 30.62 | 215.2 | 116.14 | 102.64 | 16283450 | 8.59 | 92.1 | 12.5
355 | Nairobi | Autumn | 322 | Temperate/Cloudy | 2.423 | 147.55 | 23.94 | 46.43 | 168.23 | 87.27 | 109 | 15020250 | 9.16 | 89.5 | 9.3
356 | Phoenix | Autumn | 318 | Semi-Arid | 5.855 | 32.91 | 26.18 | 48.58 | 40.64 | 20.38 | 11.36 | 2276350 | 5.52 | 89.3 | 12
357 | Perth | Winter | 54 | Temperate/Cloudy | 2.159 | 181.47 | 12.72 | 29.32 | 203.07 | 93.52 | 131.96 | 17419786 | 9.85 | 91.5 | 10
358 | Madrid | Summer | 197 | Semi-Arid | 5.515 | 22.62 | 26.9 | 25.62 | 25.52 | 12.66 | 6.42 | 1358431 | 6.18 | 91.4 | 10.8
359 | London | Autumn | 293 | Desert/Arid | 7.641 | 111.45 | 25.01 | 47.53 | 132.21 | 70.85 | 27.46 | 6862456 | 5.27 | 88.8 | 12.5
360 | Bangkok | Autumn | 293 | Semi-Arid | 5.453 | 37.01 | 11.47 | 35.31 | 40.89 | 19.1 | 11.16 | 2178238 | 5.77 | 88.9 | 10.1
361 | New Delhi | Autumn | 291 | Subtropical | 4.329 | 12.22 | 7.09 | 7.92 | 12.5 | 4.92 | 3.51 | 616594 | 6.54 | 93.9 | 12.7
362 | Mumbai | Spring | 180 | Semi-Arid | 5.86 | 90.19 | 26.15 | 25.96 | 104.88 | 50.52 | 25.22 | 5385979 | 5.87 | 94.6 | 11.6
363 | Chennai | Summer | 222 | Subtropical | 4.75 | 66.06 | 31.73 | 15.81 | 79.11 | 37.58 | 21.88 | 4278977 | 6.64 | 90.2 | 11.6
364 | Jaipur | Autumn | 274 | Semi-Arid | 5.274 | 102.34 | 23.32 | 26.14 | 115.72 | 55.98 | 29.96 | 6144046 | 6.27 | 90.7 | 10
365 | Kochi | Summer | 244 | Desert/Arid | 7.649 | 119.67 | 12.94 | 25.5 | 134.85 | 60.69 | 24.3 | 5946318 | 5.16 | 90 | 10.8
366 | Jodhpur | Spring | 154 | Subtropical | 4.317 | 18.31 | 28.33 | 31.2 | 20.45 | 10.72 | 6.94 | 1281638 | 6.89 | 92.8 | 10.4
367 | Ahmedabad | Autumn | 304 | Desert/Arid | 7.767 | 33.37 | 7.8 | 21.05 | 37.64 | 14.7 | 6.37 | 1482583 | 4.83 | 94.2 | 9.3
368 | Bangalore | Summer | 273 | Desert/Arid | 7.432 | 116.14 | 20.46 | 12.39 | 128.92 | 59.87 | 22.27 | 5717317 | 5.57 | 90.2 | 12.1
369 | Leh | Spring | 135 | Temperate/Cloudy | 3.175 | 75.2 | 10.72 | 27.67 | 83.87 | 35.94 | 37.04 | 5500034 | 7.54 | 87.7 | 10.8
370 | Hyderabad | Autumn | 313 | Temperate/Cloudy | 2.416 | 148.54 | 11.46 | 42.36 | 165.11 | 77.36 | 104.61 | 14012410 | 8.93 | 91.9 | 10.6
371 | Riyadh | Winter | 8 | Temperate/Cloudy | 2.605 | 133.94 | 12.08 | 34.88 | 143.82 | 62.2 | 80.71 | 10969426 | 8.41 | 88.2 | 11.1
372 | Dubai | Spring | 128 | Temperate/Cloudy | 2.109 | 170.66 | 18.53 | 20.23 | 189.2 | 83.25 | 118.19 | 15569828 | 10.07 | 93.7 | 10.4
373 | Cairo | Winter | 56 | Temperate/Cloudy | 2.567 | 141.57 | 6.79 | 47.1 | 146.04 | 71.13 | 90.35 | 12374166 | 8.6 | 88.7 | 11.7
374 | Lagos | Spring | 126 | Semi-Arid | 6.098 | 91.69 | 18.92 | 46.05 | 106.89 | 52.46 | 27.84 | 5737082 | 5.45 | 90.8 | 10.3
375 | Nairobi | Spring | 159 | Temperate/Cloudy | 2.427 | 137.86 | 22.91 | 14.42 | 155.51 | 69.2 | 81.63 | 11490797 | 9.35 | 93.3 | 11.7
376 | Phoenix | Winter | 59 | Subtropical | 3.914 | 62.32 | 21.92 | 6.77 | 68.67 | 31.73 | 21.5 | 3877230 | 7.43 | 92.2 | 10.2
377 | Perth | Winter | 58 | Desert/Arid | 7.069 | 68.2 | 18.4 | 38.36 | 78.78 | 37.04 | 16.17 | 3746131 | 5.28 | 88.5 | 11.1
378 | Madrid | Spring | 140 | Temperate/Cloudy | 2.14 | 159.91 | 34.37 | 42.24 | 194.18 | 102.87 | 138.55 | 18584538 | 10.1 | 90.2 | 9.7
379 | London | Spring | 176 | Desert/Arid | 6.887 | 94.82 | 10.09 | 48.55 | 106.63 | 51.63 | 25.1 | 5445426 | 5.08 | 88.3 | 12.2
380 | Bangkok | Spring | 108 | Subtropical | 3.691 | 161.69 | 22.7 | 45.04 | 192.51 | 93.61 | 81.49 | 13016396 | 6.97 | 91.6 | 12.2
381 | New Delhi | Summer | 211 | Temperate/Cloudy | 2.709 | 166.26 | 7.17 | 32.02 | 175.48 | 84.86 | 92.64 | 13439210 | 8.63 | 89.8 | 11.7
382 | Mumbai | Winter | 74 | Semi-Arid | 6.18 | 172.94 | 7.49 | 28.85 | 180.62 | 84.4 | 41.08 | 8905949 | 5.65 | 92.4 | 10.9
383 | Chennai | Spring | 167 | Semi-Arid | 5.774 | 184.16 | 25.09 | 6.25 | 196.97 | 88.79 | 41.58 | 9226199 | 6.19 | 92.3 | 10.7
384 | Jaipur | Autumn | 357 | Desert/Arid | 7.265 | 91.89 | 24.81 | 16.1 | 104.46 | 50.7 | 18.88 | 4843457 | 5.69 | 92.2 | 9.2
385 | Kochi | Autumn | 304 | Semi-Arid | 6.41 | 70.58 | 35.73 | 25.68 | 85.42 | 45.38 | 18.19 | 4448018 | 6.15 | 89.2 | 9.7
386 | Jodhpur | Summer | 233 | Desert/Arid | 6.821 | 120.62 | 24.53 | 33.28 | 134.49 | 66.97 | 28.63 | 6720227 | 5.55 | 90.1 | 11.7
387 | Ahmedabad | Autumn | 327 | Subtropical | 3.692 | 80.52 | 38.59 | 30.08 | 101.35 | 50.18 | 38.54 | 6528194 | 7.39 | 84.9 | 11.3
388 | Bangalore | Summer | 182 | Temperate/Cloudy | 3.065 | 124.2 | 6.7 | 38.42 | 130.79 | 59.9 | 63.9 | 9356004 | 7.7 | 89.2 | 9.7
389 | Leh | Spring | 122 | Desert/Arid | 6.504 | 144.06 | 8.43 | 17.59 | 143.59 | 60.12 | 28.8 | 6303528 | 5.42 | 91.6 | 9.4
390 | Hyderabad | Autumn | 334 | Desert/Arid | 6.841 | 140.8 | 6.54 | 30.42 | 156.55 | 64.14 | 32.48 | 6878273 | 4.99 | 91.5 | 11.5
391 | Riyadh | Summer | 203 | Desert/Arid | 7.943 | 81.17 | 11.48 | 8.97 | 81.47 | 34.92 | 12.63 | 3303317 | 5.31 | 96.1 | 11.3
392 | Dubai | Winter | 29 | Subtropical | 4.476 | 41.7 | 23.94 | 23.61 | 48.71 | 23.27 | 14.72 | 2751949 | 6.73 | 90 | 9.5
393 | Cairo | Summer | 202 | Subtropical | 4.232 | 91.8 | 27.6 | 38.76 | 109.99 | 56.17 | 38.69 | 6918668 | 6.81 | 92.6 | 10.9
394 | Lagos | Spring | 93 | Desert/Arid | 6.658 | 37.09 | 6.6 | 36.2 | 40.21 | 17.98 | 8.99 | 1918106 | 5.16 | 89.3 | 11.5
395 | Nairobi | Autumn | 329 | Subtropical | 4.045 | 179.12 | 38.11 | 49.58 | 219.51 | 123.37 | 87.65 | 15429414 | 7.01 | 85.9 | 10.8
396 | Phoenix | Autumn | 356 | Desert/Arid | 7.585 | 75.72 | 34.48 | 17.51 | 90.44 | 42.59 | 15.26 | 4016284 | 5.59 | 87.8 | 12.5
397 | Perth | Spring | 176 | Desert/Arid | 7.15 | 39.35 | 15.38 | 27.42 | 44.69 | 20.59 | 8.55 | 2044098 | 5.39 | 92.7 | 10.4
398 | Madrid | Autumn | 330 | Subtropical | 4.574 | 14.84 | 7.7 | 19.83 | 15.28 | 6.81 | 4.44 | 816908 | 6.48 | 92.8 | 9
399 | London | Summer | 211 | Desert/Arid | 6.505 | 132.71 | 10.95 | 24.83 | 147.28 | 62.02 | 30.85 | 6602316 | 5.3 | 93.1 | 10.5
400 | Bangkok | Summer | 184 | Desert/Arid | 6.527 | 131.01 | 9.44 | 43.56 | 147.38 | 65.75 | 34.93 | 7193735 | 5.08 | 90.4 | 12.3
401 | New Delhi | Spring | 95 | Temperate/Cloudy | 2.619 | 74.71 | 9.31 | 35.79 | 81.85 | 39.79 | 46.23 | 6545423 | 8.71 | 90.9 | 10.6
402 | Mumbai | Summer | 273 | Desert/Arid | 7.415 | 23.63 | 23.15 | 44.71 | 27.1 | 14.35 | 5.45 | 1380162 | 5.5 | 89.9 | 10
403 | Chennai | Spring | 137 | Semi-Arid | 5.032 | 87.83 | 13.6 | 14.16 | 97.25 | 41.49 | 24.15 | 4723614 | 6.26 | 97.2 | 10.9
404 | Jaipur | Summer | 237 | Desert/Arid | 6.959 | 69.13 | 17.53 | 44.3 | 79.61 | 40.05 | 17.67 | 4066801 | 5.33 | 88.7 | 11.4
405 | Kochi | Autumn | 353 | Subtropical | 3.92 | 138.65 | 39.63 | 7.69 | 160.66 | 78.4 | 50.27 | 9330787 | 7.63 | 96.4 | 10.4
406 | Jodhpur | Summer | 265 | Desert/Arid | 7.373 | 125.1 | 28.95 | 44.99 | 147.65 | 83.21 | 31.22 | 7969609 | 5.58 | 90.8 | 11.4
407 | Ahmedabad | Spring | 135 | Subtropical | 4.335 | 79.27 | 38.21 | 19.81 | 97.06 | 48.16 | 29.73 | 5631293 | 7.04 | 91.8 | 10.1
408 | Bangalore | Spring | 144 | Temperate/Cloudy | 2.065 | 51.4 | 9.99 | 19.16 | 55.12 | 24.42 | 34.85 | 4582956 | 10.26 | 93.7 | 10
409 | Leh | Winter | 19 | Desert/Arid | 7.432 | 197.73 | 18.37 | 28.04 | 227.72 | 110.48 | 42.55 | 10677408 | 5.44 | 84.9 | 12.2
410 | Hyderabad | Summer | 231 | Temperate/Cloudy | 2.548 | 96.26 | 24.42 | 47.33 | 111.92 | 59.53 | 69.43 | 9815795 | 8.94 | 88.5 | 10.2
411 | Riyadh | Spring | 134 | Subtropical | 3.916 | 140.77 | 7.69 | 7.15 | 142.67 | 54.71 | 44.46 | 7330756 | 6.79 | 92.6 | 12.4
412 | Dubai | Spring | 114 | Desert/Arid | 7.7 | 36.71 | 5.15 | 20.85 | 40.91 | 14.2 | 7.63 | 1561157 | 4.28 | 96.9 | 11.5
413 | Cairo | Spring | 139 | Desert/Arid | 7.704 | 102.26 | 28.47 | 43.55 | 116.23 | 64.19 | 23.77 | 6120517 | 5.39 | 88.5 | 10
414 | Lagos | Spring | 125 | Semi-Arid | 5.441 | 15.23 | 27.46 | 22.82 | 17.35 | 8.68 | 3.89 | 886670 | 6.75 | 91.3 | 12.3
415 | Nairobi | Summer | 204 | Semi-Arid | 5.791 | 106.04 | 19.38 | 13.96 | 118.1 | 51.33 | 25.59 | 5469332 | 5.95 | 92.5 | 10.9
416 | Phoenix | Winter | 61 | Subtropical | 4.691 | 193.16 | 22.14 | 24.12 | 224.27 | 104.69 | 65.1 | 12282606 | 6.48 | 88.9 | 12.5
417 | Perth | Summer | 250 | Subtropical | 3.759 | 83 | 19.54 | 22.35 | 94.33 | 43.88 | 34.25 | 5756520 | 7.21 | 90.7 | 11.1
418 | Madrid | Autumn | 298 | Subtropical | 3.972 | 17.41 | 5.84 | 46.19 | 20.06 | 9.25 | 8.12 | 1292113 | 6.46 | 91.7 | 10.7
419 | London | Winter | 13 | Semi-Arid | 6.035 | 15.88 | 16.74 | 39.29 | 17.83 | 8.7 | 4.44 | 935978 | 5.63 | 86 | 11.1
420 | Bangkok | Summer | 255 | Desert/Arid | 6.514 | 83.72 | 11.2 | 27.73 | 88.67 | 40.88 | 18.88 | 4224797 | 5.54 | 92.3 | 8.3
421 | New Delhi | Winter | 85 | Desert/Arid | 6.749 | 40.4 | 8.44 | 49.48 | 44.16 | 21.47 | 10.83 | 2298719 | 5.07 | 87.8 | 12.1
422 | Mumbai | Winter | 20 | Desert/Arid | 6.738 | 14.44 | 38.49 | 25.94 | 17.33 | 9.17 | 3.59 | 891332 | 5.94 | 93.1 | 10
423 | Chennai | Winter | 50 | Temperate/Cloudy | 2.547 | 153.68 | 25.98 | 7.62 | 172.9 | 77.45 | 83.66 | 12187888 | 9.22 | 93.7 | 11.6
424 | Jaipur | Spring | 164 | Subtropical | 4.967 | 97.12 | 30.5 | 16.8 | 109.81 | 53.85 | 28.34 | 5868332 | 6.72 | 88.8 | 12.8
425 | Kochi | Spring | 92 | Temperate/Cloudy | 2.345 | 64.96 | 16.04 | 24.62 | 73.23 | 32.35 | 42.65 | 5763954 | 9.29 | 90.9 | 10.3
426 | Jodhpur | Winter | 88 | Semi-Arid | 5.297 | 181.02 | 18.76 | 12.06 | 201.15 | 88.71 | 47.83 | 9767159 | 6.21 | 93.8 | 10
427 | Ahmedabad | Winter | 69 | Subtropical | 4.649 | 32.07 | 13.29 | 47.64 | 34.71 | 17.3 | 11.99 | 2137346 | 6.18 | 89 | 12.1
428 | Bangalore | Winter | 37 | Desert/Arid | 7.326 | 191.62 | 8.39 | 39.51 | 213.86 | 95.38 | 44.08 | 9859769 | 4.92 | 90.9 | 10.4
429 | Leh | Summer | 253 | Subtropical | 4.105 | 69.65 | 11.27 | 17.07 | 72.99 | 34.54 | 23.28 | 4209761 | 7.1 | 92.7 | 12
430 | Hyderabad | Summer | 252 | Temperate/Cloudy | 2.702 | 178.8 | 32.91 | 31.59 | 206.71 | 113.96 | 109.35 | 16732296 | 9.13 | 91.9 | 10.1
431 | Riyadh | Spring | 140 | Temperate/Cloudy | 2.858 | 124.56 | 28.71 | 37.47 | 147.3 | 73.95 | 76.79 | 11367224 | 8.35 | 90.7 | 12.4
432 | Dubai | Autumn | 355 | Desert/Arid | 6.569 | 167.07 | 24.14 | 47.36 | 186.94 | 105.7 | 45.74 | 10654946 | 5.71 | 89 | 10.8
433 | Cairo | Spring | 168 | Semi-Arid | 5.709 | 196.96 | 21.63 | 44.67 | 231.2 | 119.48 | 63.2 | 13048392 | 5.83 | 89.5 | 11.4
434 | Lagos | Winter | 54 | Temperate/Cloudy | 2.607 | 64.8 | 37.29 | 28.18 | 72.71 | 40.95 | 38.77 | 5966797 | 9.51 | 88.2 | 12.2
435 | Nairobi | Spring | 178 | Temperate/Cloudy | 2.505 | 192.62 | 7.55 | 39.86 | 202.73 | 94.18 | 121.58 | 16554569 | 8.76 | 93.6 | 11.2
436 | Phoenix | Autumn | 297 | Semi-Arid | 6.206 | 84 | 14.82 | 30.3 | 96.83 | 41.99 | 22.24 | 4588256 | 5.36 | 97.2 | 11.4
437 | Perth | Autumn | 301 | Temperate/Cloudy | 2.437 | 83.25 | 17.25 | 29.87 | 91.21 | 44.37 | 52.98 | 7423643 | 9.27 | 90.5 | 9.5
438 | Madrid | Autumn | 359 | Desert/Arid | 6.931 | 74.67 | 32.38 | 10.16 | 85.45 | 40.3 | 15.06 | 3854542 | 5.95 | 92.5 | 10.3
439 | London | Spring | 106 | Semi-Arid | 6.237 | 112.87 | 39.74 | 10.68 | 139.07 | 70.02 | 28.22 | 6876559 | 6.3 | 94 | 10.7
440 | Bangkok | Spring | 137 | Temperate/Cloudy | 2.488 | 39.29 | 13.42 | 28.83 | 42.17 | 20.91 | 23.71 | 3388636 | 9.26 | 93.5 | 9.9
441 | New Delhi | Summer | 190 | Temperate/Cloudy | 2.509 | 115.21 | 35.6 | 17.1 | 139.04 | 68.3 | 71.72 | 10568359 | 9.46 | 91.9 | 11.8
442 | Mumbai | Spring | 128 | Desert/Arid | 7.92 | 112.92 | 34.07 | 5.95 | 135.14 | 65.14 | 20.57 | 5900815 | 5.84 | 90.7 | 10.4
443 | Chennai | Autumn | 342 | Subtropical | 4.246 | 154.76 | 12.86 | 37.53 | 173.31 | 80.1 | 60.43 | 10325465 | 6.49 | 94.2 | 9.8
444 | Jaipur | Winter | 47 | Subtropical | 4.224 | 168.39 | 18.98 | 6.46 | 176.89 | 77.15 | 50.86 | 9303580 | 6.98 | 94.8 | 11.5
445 | Kochi | Winter | 5 | Desert/Arid | 6.877 | 93.68 | 19.34 | 31.79 | 104.02 | 53.15 | 21.81 | 5253772 | 5.65 | 91.3 | 9.8
446 | Jodhpur | Summer | 257 | Desert/Arid | 7.683 | 67.44 | 39.24 | 29.26 | 87.63 | 45.82 | 16.29 | 4309754 | 5.55 | 88.7 | 10.1
447 | Ahmedabad | Autumn | 300 | Desert/Arid | 7.916 | 59.27 | 11.33 | 48.6 | 65.06 | 34.83 | 13.61 | 3383260 | 5.06 | 89.7 | 11.5
448 | Bangalore | Spring | 150 | Desert/Arid | 6.52 | 46.98 | 32.97 | 26.79 | 59.89 | 28.8 | 12.56 | 2911642 | 5.73 | 87 | 12.6
449 | Leh | Autumn | 294 | Subtropical | 4.258 | 20.95 | 16.7 | 7.86 | 23.81 | 10.08 | 6.97 | 1243939 | 6.76 | 94.9 | 10.7
450 | Hyderabad | Summer | 243 | Temperate/Cloudy | 2.501 | 75.07 | 30.58 | 29.83 | 89.62 | 45.63 | 50.35 | 7273266 | 9.31 | 92.5 | 9.1
451 | Riyadh | Autumn | 275 | Desert/Arid | 6.663 | 61.35 | 19.7 | 42.85 | 70.77 | 37.2 | 16.38 | 3774557 | 5.57 | 90.2 | 11.7
452 | Dubai | Summer | 208 | Semi-Arid | 5.35 | 193.62 | 25.24 | 49.86 | 225.81 | 123.36 | 67.88 | 13701677 | 6.08 | 86.8 | 10.7
453 | Cairo | Spring | 115 | Subtropical | 4.545 | 115.96 | 34.14 | 24.37 | 137.38 | 72.14 | 40.95 | 8122212 | 7.03 | 91.8 | 11.9
454 | Lagos | Summer | 195 | Desert/Arid | 7.438 | 75.98 | 33.15 | 19.41 | 87.78 | 42.85 | 15.82 | 4081585 | 5.59 | 93 | 10.3
455 | Nairobi | Autumn | 343 | Temperate/Cloudy | 2.667 | 120.29 | 35.32 | 45.8 | 146.84 | 80.34 | 85.96 | 12570886 | 8.84 | 87.2 | 12.4
456 | Phoenix | Spring | 170 | Subtropical | 4.956 | 36.45 | 7.09 | 13.61 | 36.73 | 16.16 | 9.6 | 1856736 | 6.29 | 95.2 | 10.1
457 | Perth | Winter | 82 | Temperate/Cloudy | 2.068 | 94.37 | 29.22 | 32.69 | 106.96 | 58.2 | 74.02 | 10132987 | 10.67 | 91.3 | 10.2
458 | Madrid | Spring | 154 | Subtropical | 4.812 | 128.98 | 9.9 | 23.26 | 143.52 | 62.89 | 39.92 | 7449481 | 6.25 | 91.6 | 8.9
459 | London | Spring | 141 | Temperate/Cloudy | 2.338 | 102.89 | 19.55 | 6.85 | 107.89 | 49.3 | 55.66 | 7968358 | 9.87 | 92.2 | 10.1
460 | Bangkok | Autumn | 314 | Temperate/Cloudy | 2.713 | 86.34 | 24.2 | 20.63 | 100.41 | 45.57 | 49.58 | 7202219 | 8.63 | 91.4 | 11
461 | New Delhi | Spring | 146 | Temperate/Cloudy | 2.705 | 198.83 | 19.1 | 16.94 | 209.01 | 99.67 | 99.9 | 15006474 | 8.95 | 90.4 | 11.1
462 | Mumbai | Autumn | 323 | Semi-Arid | 5.895 | 177.26 | 23.19 | 35.87 | 207.53 | 102.62 | 51.77 | 10987687 | 5.8 | 90.8 | 11.5
463 | Chennai | Spring | 122 | Semi-Arid | 6.476 | 128.45 | 39.88 | 47.7 | 159.37 | 90.9 | 39.31 | 9160822 | 5.8 | 89.4 | 12.3
464 | Jaipur | Summer | 252 | Semi-Arid | 5.5 | 118.18 | 9.73 | 17.06 | 130.57 | 51.05 | 30.61 | 5890240 | 5.64 | 95.1 | 10.5
465 | Kochi | Autumn | 343 | Desert/Arid | 7.773 | 127.93 | 28.64 | 41.52 | 150.33 | 79.12 | 29.42 | 7554691 | 5.32 | 90 | 11.1
466 | Jodhpur | Autumn | 311 | Subtropical | 4.249 | 48.25 | 18.86 | 7.49 | 49.91 | 22.82 | 14.54 | 2707874 | 7.06 | 94.1 | 11.7
467 | Ahmedabad | Winter | 89 | Subtropical | 3.714 | 85.08 | 9.66 | 29.22 | 91.4 | 37.44 | 34.68 | 5388365 | 6.74 | 91.1 | 11.1
468 | Bangalore | Winter | 58 | Desert/Arid | 7.212 | 17.5 | 10.56 | 8.17 | 18.59 | 7.83 | 3.07 | 761485 | 5.54 | 91.9 | 9.9
469 | Leh | Winter | 63 | Temperate/Cloudy | 3.342 | 100.35 | 38.22 | 47.03 | 123.86 | 69.77 | 58.74 | 9527036 | 7.82 | 87.5 | 10.7
470 | Hyderabad | Autumn | 347 | Desert/Arid | 7.779 | 113.17 | 35.79 | 39.49 | 139.58 | 75 | 27.03 | 7086341 | 5.43 | 92.1 | 8.7
471 | Riyadh | Autumn | 308 | Temperate/Cloudy | 2.073 | 53.27 | 36.75 | 34.61 | 63.76 | 34.02 | 44.44 | 6025538 | 10.54 | 91 | 10
472 | Dubai | Autumn | 280 | Desert/Arid | 7.819 | 193.17 | 39.7 | 42.08 | 231.85 | 134.81 | 45.8 | 12494118 | 5.62 | 89.6 | 9.3
473 | Cairo | Winter | 72 | Temperate/Cloudy | 2.259 | 182.8 | 12.29 | 34.14 | 195.33 | 90.77 | 125.34 | 16668212 | 9.49 | 87.3 | 11.6
474 | Lagos | Winter | 9 | Desert/Arid | 7.347 | 147.21 | 17.44 | 48.6 | 165.74 | 83.69 | 35.73 | 8393843 | 5.15 | 89.9 | 12.2
475 | Nairobi | Spring | 94 | Semi-Arid | 5.166 | 111.34 | 28.42 | 37.13 | 129.43 | 69.35 | 37.28 | 7625831 | 6.38 | 87.2 | 10.3
476 | Phoenix | Autumn | 339 | Desert/Arid | 7.958 | 175.29 | 21.93 | 46.61 | 216.02 | 106.63 | 42.81 | 10457572 | 4.95 | 86.7 | 10.4
477 | Perth | Autumn | 336 | Temperate/Cloudy | 2.443 | 34.82 | 19.64 | 28.27 | 40.5 | 17.82 | 23.06 | 3137182 | 8.98 | 88.9 | 12.1
478 | Madrid | Spring | 152 | Semi-Arid | 5.323 | 160.2 | 17.52 | 10.27 | 178.26 | 81.17 | 41.84 | 8768852 | 6.35 | 91.6 | 10.4
479 | London | Autumn | 356 | Desert/Arid | 7.816 | 33.72 | 25.78 | 28.77 | 39.38 | 18.79 | 6.88 | 1784807 | 5.35 | 92.5 | 11
480 | Bangkok | Winter | 40 | Semi-Arid | 5.139 | 160.9 | 25.15 | 10.71 | 182.86 | 82.97 | 45.03 | 9160931 | 6.38 | 93.1 | 11.4
481 | New Delhi | Autumn | 359 | Semi-Arid | 5.776 | 62.4 | 10.65 | 31.66 | 68.44 | 33.21 | 16.58 | 3540659 | 5.96 | 89.4 | 10.4
482 | Mumbai | Winter | 62 | Semi-Arid | 6.174 | 176.65 | 21.51 | 26.71 | 200.82 | 88.66 | 45.09 | 9524642 | 5.51 | 90.1 | 10.3
483 | Chennai | Summer | 254 | Subtropical | 4.727 | 189.37 | 24.37 | 33.02 | 218.69 | 102.71 | 66.85 | 12310746 | 6.28 | 91.5 | 10.3
484 | Jaipur | Winter | 69 | Semi-Arid | 5.765 | 38.27 | 24.96 | 5.45 | 40.45 | 19.57 | 8.52 | 1977217 | 6.49 | 94.6 | 9
485 | Kochi | Summer | 245 | Semi-Arid | 5.506 | 97.91 | 12.35 | 13.77 | 103.97 | 39.84 | 24.06 | 4611802 | 5.61 | 93.3 | 11.2
486 | Jodhpur | Autumn | 365 | Desert/Arid | 7.407 | 196.39 | 30.98 | 27.11 | 229.63 | 109.08 | 43 | 10628520 | 5.38 | 88.4 | 11.8
487 | Ahmedabad | Spring | 170 | Temperate/Cloudy | 2.273 | 101.85 | 5.88 | 47.77 | 108.25 | 54.96 | 75.44 | 10052918 | 9.45 | 89.1 | 11.2
488 | Bangalore | Spring | 178 | Subtropical | 3.686 | 174.07 | 17.42 | 22.26 | 189.83 | 87.03 | 69.07 | 11516845 | 7.29 | 96.7 | 11.7
489 | Leh | Summer | 189 | Desert/Arid | 7.702 | 121.86 | 32.31 | 24.1 | 144.71 | 77.88 | 25.9 | 7169064 | 5.79 | 88.6 | 10.9
490 | Hyderabad | Summer | 260 | Desert/Arid | 7.342 | 81.31 | 24.74 | 37.16 | 96.27 | 46.3 | 19.36 | 4608190 | 5.23 | 90.8 | 11.5
491 | Riyadh | Winter | 72 | Subtropical | 4.734 | 64.3 | 14.14 | 32.17 | 71.61 | 32.89 | 22.24 | 4014956 | 6.15 | 95.3 | 11
492 | Dubai | Winter | 17 | Semi-Arid | 5.721 | 48.61 | 29.32 | 18.45 | 57.33 | 27.89 | 13.34 | 2922452 | 6.17 | 91.1 | 10.1
493 | Cairo | Autumn | 341 | Subtropical | 3.664 | 154.74 | 24.86 | 23.49 | 180.43 | 86.95 | 66.08 | 11250599 | 7.49 | 95.1 | 11.6
494 | Lagos | Winter | 57 | Temperate/Cloudy | 3.129 | 83.44 | 32.87 | 14.8 | 96.74 | 47.32 | 39.88 | 6465077 | 8.35 | 90.5 | 11.1
495 | Nairobi | Summer | 218 | Subtropical | 4.782 | 107.14 | 30.73 | 48.47 | 130.74 | 68.76 | 43.76 | 8154754 | 6.28 | 84.7 | 12.5
496 | Phoenix | Spring | 107 | Subtropical | 4.12 | 103.54 | 26.35 | 10.88 | 111.91 | 54.88 | 33.69 | 6400598 | 7.43 | 91.4 | 9.6
497 | Perth | Autumn | 304 | Semi-Arid | 5.502 | 119.68 | 22.09 | 21.73 | 133.63 | 67.01 | 32.92 | 7097521 | 6.32 | 90.2 | 11.1
498 | Madrid | Spring | 173 | Temperate/Cloudy | 2.466 | 174.46 | 9.66 | 6.16 | 180.76 | 76 | 88.95 | 12558672 | 9.23 | 90.6 | 10.5
499 | London | Summer | 219 | Desert/Arid | 7.846 | 196.34 | 14.15 | 14.98 | 221.61 | 89.75 | 36.23 | 8819303 | 5 | 92 | 9.9
500 | Bangkok | Summer | 247 | Desert/Arid | 7.917 | 87.44 | 19.67 | 40.12 | 100.65 | 48.15 | 19.35 | 4723866 | 4.97 | 92 | 12.2
501 | New Delhi | Summer | 218 | Semi-Arid | 6.189 | 167.23 | 25.98 | 14.05 | 183.23 | 86.68 | 38.16 | 8794498 | 6 | 91.1 | 11.1
502 | Mumbai | Winter | 31 | Semi-Arid | 5.217 | 155.26 | 22.98 | 8.6 | 175.85 | 73.75 | 41.71 | 8290036 | 6.14 | 92.2 | 9.3
503 | Chennai | Winter | 47 | Subtropical | 3.857 | 118.97 | 15.09 | 26.35 | 134.31 | 60.64 | 48.09 | 8021462 | 6.97 | 94.4 | 10.1
504 | Jaipur | Spring | 134 | Desert/Arid | 6.883 | 191.65 | 5.23 | 5.45 | 196.92 | 78.63 | 34.55 | 7971978 | 5.4 | 92.7 | 11.7
505 | Kochi | Spring | 108 | Semi-Arid | 6.108 | 48.09 | 22.37 | 8.81 | 54.49 | 23.87 | 11.33 | 2493599 | 5.81 | 94.2 | 9.7
506 | Jodhpur | Winter | 72 | Temperate/Cloudy | 2.976 | 30.76 | 15 | 41.34 | 32.16 | 17.92 | 16.48 | 2568653 | 8.44 | 86.7 | 10.4
507 | Ahmedabad | Autumn | 327 | Desert/Arid | 7.466 | 172.25 | 30.71 | 39.72 | 191.45 | 114.66 | 38.67 | 10601791 | 5.92 | 87.6 | 11.1
508 | Bangalore | Spring | 108 | Desert/Arid | 6.935 | 93.44 | 5.84 | 46.18 | 97.9 | 48.36 | 22.18 | 4984325 | 5.22 | 89.7 | 11.5
509 | Leh | Autumn | 309 | Desert/Arid | 7.699 | 170.92 | 25.47 | 43.45 | 201.21 | 106.96 | 40.73 | 10296653 | 5.29 | 91.8 | 10.1
510 | Hyderabad | Summer | 272 | Semi-Arid | 6.354 | 179.69 | 37.95 | 35.74 | 227.66 | 115.14 | 52.61 | 11849830 | 5.71 | 87.7 | 11.6
511 | Riyadh | Spring | 171 | Semi-Arid | 5.68 | 21.87 | 11.1 | 7.35 | 22.42 | 9.28 | 5.1 | 1030176 | 5.73 | 91.9 | 10.8
512 | Dubai | Spring | 116 | Subtropical | 4.509 | 177.86 | 21.51 | 40.23 | 199.93 | 107.85 | 66.98 | 12645923 | 6.75 | 90.4 | 11.1
513 | Cairo | Autumn | 329 | Desert/Arid | 7.596 | 95.18 | 8.2 | 43.05 | 104.04 | 47.98 | 21.33 | 4886129 | 4.86 | 91.2 | 8.5
514 | Lagos | Winter | 74 | Desert/Arid | 7.196 | 106.98 | 26.9 | 40.96 | 124.25 | 68.72 | 26.34 | 6630422 | 5.64 | 87.5 | 11.3
515 | Nairobi | Summer | 256 | Temperate/Cloudy | 2.271 | 129.05 | 24.27 | 27.88 | 145.81 | 75.34 | 89.07 | 12527575 | 9.98 | 90 | 10.7
516 | Phoenix | Winter | 81 | Temperate/Cloudy | 2.158 | 186.01 | 19.26 | 15.48 | 203.54 | 95.67 | 121.25 | 16619610 | 10.24 | 94.7 | 10.9
517 | Perth | Summer | 268 | Subtropical | 4.259 | 13.63 | 23.25 | 43.04 | 16.37 | 7.84 | 5.38 | 963917 | 6.78 | 87.2 | 10.6
518 | Madrid | Spring | 128 | Desert/Arid | 6.863 | 100.6 | 36.38 | 37.72 | 125.74 | 65.34 | 27.11 | 6484750 | 5.62 | 90.1 | 10.6
519 | London | Autumn | 326 | Desert/Arid | 7.924 | 140.67 | 11.87 | 49.13 | 157.02 | 79.58 | 31.52 | 7767127 | 5.01 | 88.5 | 11.7
520 | Bangkok | Summer | 235 | Temperate/Cloudy | 2.903 | 147.31 | 5.79 | 12.01 | 160.64 | 58.3 | 70.25 | 9809940 | 7.75 | 96.3 | 11.8
521 | New Delhi | Winter | 41 | Semi-Arid | 5.565 | 141.58 | 35.16 | 15.15 | 169.13 | 82.4 | 38.75 | 8576400 | 6.41 | 92.9 | 9.4
522 | Mumbai | Spring | 181 | Subtropical | 4.285 | 35.54 | 25.2 | 14.53 | 41.49 | 19.35 | 13.06 | 2359972 | 6.8 | 94 | 11.1
523 | Chennai | Spring | 157 | Desert/Arid | 7.819 | 66.89 | 36.17 | 40.66 | 79.84 | 43.57 | 15.65 | 4112094 | 5.42 | 88 | 12.4
524 | Jaipur | Winter | 59 | Desert/Arid | 7.053 | 78.16 | 25.89 | 13.41 | 87.13 | 40.1 | 15.62 | 3890863 | 5.69 | 94 | 11.3
525 | Kochi | Autumn | 345 | Desert/Arid | 7.03 | 162.84 | 33.36 | 8 | 185.84 | 84.65 | 32.79 | 8197484 | 5.73 | 94.1 | 11.7
526 | Jodhpur | Summer | 249 | Subtropical | 4.812 | 62.96 | 20.04 | 49.94 | 72.59 | 37.29 | 24.24 | 4466876 | 6.17 | 90 | 10.5
527 | Ahmedabad | Summer | 192 | Subtropical | 4.489 | 50.03 | 31.25 | 6.12 | 57.58 | 27.74 | 15.26 | 3080734 | 7.25 | 92.3 | 12
528 | Bangalore | Winter | 24 | Subtropical | 3.64 | 191.92 | 36.96 | 42.59 | 237.14 | 125.71 | 100.11 | 16665340 | 7.37 | 89.2 | 10.4
529 | Leh | Winter | 80 | Temperate/Cloudy | 2.338 | 11.68 | 25.02 | 21.44 | 14.03 | 6.4 | 8.19 | 1118678 | 9.41 | 87.9 | 11.3
530 | Hyderabad | Spring | 134 | Desert/Arid | 7.188 | 199.59 | 11.33 | 42.87 | 224.87 | 105.35 | 48.57 | 10880125 | 5.02 | 93.7 | 10.1
531 | Riyadh | Summer | 213 | Desert/Arid | 6.877 | 138.6 | 14.41 | 29.96 | 150.75 | 69.27 | 31.15 | 7085274 | 5.33 | 90.1 | 10.5
532 | Dubai | Autumn | 348 | Desert/Arid | 7.998 | 167.41 | 11.95 | 45.57 | 186.04 | 93.77 | 36.42 | 9089161 | 5.03 | 89.2 | 9.4
533 | Cairo | Spring | 166 | Desert/Arid | 7.98 | 65.98 | 13.64 | 46.68 | 76.93 | 38.83 | 15.61 | 3809980 | 4.93 | 87 | 9.3
534 | Lagos | Autumn | 348 | Semi-Arid | 5.333 | 12.72 | 15.72 | 5.41 | 14.01 | 6 | 3.48 | 682013 | 5.92 | 95 | 11.7
535 | Nairobi | Autumn | 337 | Desert/Arid | 6.614 | 150.2 | 24.43 | 8.39 | 175.11 | 74.19 | 32.78 | 7537631 | 5.6 | 94 | 8.8
536 | Phoenix | Winter | 71 | Desert/Arid | 7.669 | 168.49 | 25.58 | 16.27 | 189.11 | 97.06 | 32.3 | 8936508 | 5.81 | 91.5 | 11.1
537 | Perth | Summer | 214 | Desert/Arid | 7.098 | 150.69 | 19.93 | 35.12 | 167.91 | 87.09 | 35.19 | 8560868 | 5.52 | 85.8 | 10.1
538 | Madrid | Winter | 65 | Temperate/Cloudy | 3.484 | 37.14 | 26.54 | 44.97 | 43.04 | 22.76 | 19.15 | 3106824 | 7.5 | 87.8 | 10.4
539 | London | Summer | 221 | Subtropical | 4.703 | 153.15 | 7.86 | 25.7 | 161.61 | 68.86 | 47.05 | 8448468 | 6.15 | 93 | 11.4
540 | Bangkok | Autumn | 308 | Temperate/Cloudy | 2.775 | 156.1 | 8.07 | 32.31 | 163.06 | 79.19 | 84.08 | 12334199 | 8.52 | 91.9 | 11
541 | New Delhi | Autumn | 286 | Desert/Arid | 7.724 | 135.12 | 11.01 | 13.48 | 145.31 | 61.05 | 23.65 | 5912214 | 5.22 | 93 | 10.6
542 | Mumbai | Summer | 185 | Semi-Arid | 5.637 | 155.56 | 23.13 | 41.22 | 181.71 | 89.55 | 49.29 | 9947624 | 5.77 | 88.9 | 12.3
543 | Chennai | Summer | 207 | Temperate/Cloudy | 3.372 | 170.73 | 12.49 | 48.53 | 197.68 | 94.17 | 93.38 | 14090387 | 7.21 | 86.4 | 11.1
544 | Jaipur | Spring | 99 | Semi-Arid | 6.03 | 126.58 | 14.91 | 17.09 | 131.17 | 59.71 | 28.67 | 6266341 | 5.84 | 94.5 | 11.8
545 | Kochi | Summer | 242 | Semi-Arid | 5.709 | 26.83 | 19.01 | 27.27 | 29.32 | 13.8 | 6.97 | 1478299 | 5.99 | 88.4 | 10.1
546 | Jodhpur | Spring | 158 | Subtropical | 4.149 | 102.65 | 33.42 | 8.88 | 121.82 | 59.43 | 36.69 | 6949328 | 7.36 | 92 | 9.6
547 | Ahmedabad | Spring | 98 | Temperate/Cloudy | 2.681 | 24.75 | 5.49 | 30.16 | 26.42 | 11.89 | 13.28 | 1909211 | 8.64 | 89.6 | 10.9
548 | Bangalore | Winter | 42 | Semi-Arid | 6.029 | 87.43 | 27.73 | 27.63 | 101.72 | 52.16 | 23.42 | 5332051 | 6.09 | 92.8 | 10.7
549 | Leh | Spring | 139 | Semi-Arid | 5.122 | 87.35 | 28.41 | 11.5 | 103.19 | 48.48 | 25.04 | 5241734 | 6.59 | 93.6 | 9.8
550 | Hyderabad | Autumn | 283 | Desert/Arid | 6.634 | 22.54 | 32.95 | 24.89 | 25.97 | 13.13 | 5.7 | 1325142 | 5.65 | 90.1 | 10.7
551 | Riyadh | Summer | 227 | Semi-Arid | 5.121 | 76.28 | 37.65 | 20.03 | 89.67 | 45.85 | 23.67 | 4956361 | 6.59 | 92.5 | 12.1
552 | Dubai | Winter | 72 | Desert/Arid | 7.113 | 31.09 | 5.7 | 28.48 | 32.19 | 15.24 | 5.76 | 1463314 | 5.76 | 88.9 | 10.7
553 | Cairo | Summer | 243 | Semi-Arid | 5.311 | 163.56 | 10.38 | 31.35 | 167.77 | 81.3 | 45.31 | 9080182 | 6.08 | 91.2 | 8.9
554 | Lagos | Winter | 18 | Semi-Arid | 5.366 | 190.06 | 36.02 | 5.38 | 223.05 | 101.44 | 50.68 | 10818125 | 6.41 | 90.6 | 9.2
555 | Nairobi | Winter | 77 | Desert/Arid | 7.26 | 23.74 | 21.05 | 39.25 | 26.84 | 13.77 | 5.65 | 1361094 | 5.35 | 92.1 | 12.9
556 | Phoenix | Winter | 45 | Subtropical | 4.421 | 191.47 | 24.76 | 37.09 | 218.07 | 115.48 | 73.24 | 13673486 | 6.81 | 90.8 | 12.4
557 | Perth | Autumn | 343 | Temperate/Cloudy | 2.804 | 109.29 | 28.21 | 21.48 | 123.34 | 62.93 | 58.94 | 9113588 | 8.89 | 92.7 | 10.3
558 | Madrid | Spring | 140 | Temperate/Cloudy | 2.173 | 66.92 | 28.77 | 7.38 | 76.21 | 34.14 | 43.13 | 5918657 | 10.18 | 91.7 | 11.6
559 | London | Spring | 177 | Desert/Arid | 6.531 | 24.6 | 37.61 | 38.97 | 29.52 | 17.31 | 6.52 | 1660117 | 6.28 | 90.7 | 11.2
560 | Bangkok | Summer | 222 | Semi-Arid | 5.722 | 105.12 | 39.89 | 47.98 | 131.83 | 70.82 | 37.08 | 7700969 | 5.85 | 86 | 12.7
561 | New Delhi | Spring | 92 | Semi-Arid | 6.224 | 160.96 | 30.21 | 15.81 | 188.52 | 90.56 | 39.22 | 9131539 | 6.03 | 90 | 9.9
562 | Mumbai | Winter | 22 | Temperate/Cloudy | 3.278 | 144.35 | 15.05 | 19.56 | 156.47 | 75.39 | 63.13 | 10264607 | 7.99 | 91.9 | 9.8
563 | Chennai | Spring | 172 | Temperate/Cloudy | 2.818 | 19.54 | 35.79 | 13.27 | 22.84 | 11.64 | 10.43 | 1644485 | 9.02 | 90 | 12.3
564 | Jaipur | Spring | 92 | Temperate/Cloudy | 2.087 | 23.85 | 6.72 | 30.96 | 25.62 | 11.7 | 17.09 | 2230082 | 10.08 | 93 | 9.2
565 | Kochi | Summer | 192 | Subtropical | 4.104 | 86.55 | 13.09 | 11.97 | 92.88 | 37.6 | 28.17 | 4829731 | 6.73 | 92.2 | 10.8
566 | Jodhpur | Winter | 77 | Semi-Arid | 5.54 | 66.11 | 36.41 | 21.03 | 81.52 | 40.73 | 19.63 | 4280867 | 6.34 | 88.9 | 11.1
567 | Ahmedabad | Autumn | 281 | Subtropical | 4.353 | 54.15 | 13.97 | 36.37 | 60.59 | 28.59 | 20.91 | 3627868 | 6.42 | 88.2 | 12
568 | Bangalore | Autumn | 364 | Subtropical | 4.625 | 63.39 | 12.72 | 30.21 | 71.53 | 30.55 | 21.61 | 3812500 | 6.15 | 92.7 | 10.9
569 | Leh | Spring | 179 | Desert/Arid | 7.425 | 162.66 | 9.83 | 22.39 | 177.4 | 78.74 | 32.26 | 7778854 | 5.23 | 87.2 | 11.1
570 | Hyderabad | Summer | 238 | Subtropical | 4.09 | 186.55 | 35.07 | 23.91 | 214.81 | 110.71 | 71.24 | 13198256 | 7.3 | 88.8 | 10.7
571 | Riyadh | Spring | 135 | Semi-Arid | 5.084 | 86.97 | 22.5 | 30.29 | 97.8 | 47.36 | 27.06 | 5347642 | 6.26 | 93.7 | 9.6
572 | Dubai | Autumn | 365 | Desert/Arid | 6.702 | 182.16 | 28.62 | 5.26 | 206.66 | 96.69 | 37.51 | 9368344 | 6.01 | 92.4 | 10.6
573 | Cairo | Autumn | 280 | Subtropical | 4.379 | 71.08 | 13.37 | 8.53 | 77.98 | 31.6 | 22.19 | 3929318 | 6.52 | 94.9 | 11.7
574 | Lagos | Winter | 19 | Semi-Arid | 5.733 | 100.52 | 31.53 | 44.66 | 126.75 | 65.53 | 34.31 | 7125712 | 5.84 | 89.8 | 10.7
575 | Nairobi | Winter | 83 | Desert/Arid | 7.174 | 52.95 | 31.6 | 8.5 | 60.32 | 28.78 | 10.74 | 2751386 | 5.75 | 92.2 | 12.2
576 | Phoenix | Summer | 228 | Desert/Arid | 7.697 | 131.69 | 15.94 | 36.81 | 147.59 | 74.93 | 28.51 | 7211224 | 5.3 | 87.2 | 12
577 | Perth | Summer | 265 | Temperate/Cloudy | 2.882 | 196.01 | 19.37 | 46.4 | 229.66 | 111.33 | 125.45 | 17973102 | 8.01 | 86.7 | 11.8
578 | Madrid | Spring | 112 | Desert/Arid | 7.56 | 124.66 | 12.34 | 17.18 | 134.08 | 56.93 | 23.23 | 5615963 | 5.15 | 90 | 10.8
579 | London | Summer | 251 | Subtropical | 4.953 | 77.98 | 39.18 | 21.67 | 97.97 | 49.58 | 27.04 | 5485754 | 6.6 | 91.8 | 10.2
580 | Bangkok | Spring | 164 | Subtropical | 3.549 | 133.09 | 27.6 | 30.6 | 149.73 | 75.55 | 60.04 | 10004744 | 7.57 | 91.9 | 12.5
581 | New Delhi | Autumn | 358 | Subtropical | 4.755 | 33.35 | 37.71 | 44.68 | 41.79 | 22.08 | 13.54 | 2573894 | 6.44 | 86.9 | 12.1
582 | Mumbai | Spring | 168 | Desert/Arid | 7.88 | 178.85 | 15.62 | 47.39 | 205.88 | 102.18 | 41.56 | 10068022 | 4.95 | 89.3 | 10.9
583 | Chennai | Summer | 221 | Subtropical | 4.956 | 105.59 | 32.37 | 38.28 | 130.17 | 68.9 | 39.28 | 7772201 | 6.43 | 89.6 | 12.7
584 | Jaipur | Autumn | 304 | Subtropical | 3.973 | 95.38 | 31.81 | 8.9 | 110.37 | 54.35 | 34.56 | 6443212 | 7.56 | 92.7 | 11.4
585 | Kochi | Summer | 191 | Semi-Arid | 5.8 | 121.31 | 29.21 | 35.11 | 146.29 | 74.1 | 36.98 | 7898873 | 5.93 | 88.5 | 9.7
586 | Jodhpur | Autumn | 325 | Temperate/Cloudy | 3.441 | 128.71 | 38.8 | 23.46 | 154.47 | 79.24 | 61.31 | 10348162 | 7.91 | 94 | 10.2
587 | Ahmedabad | Spring | 170 | Temperate/Cloudy | 2.455 | 23.64 | 18.77 | 26.18 | 25.87 | 12.58 | 14.45 | 2054892 | 9.33 | 92.8 | 11.4
588 | Bangalore | Winter | 45 | Temperate/Cloudy | 2.773 | 139.7 | 9.58 | 7.21 | 143.01 | 60.65 | 62.67 | 9295801 | 8.62 | 93.9 | 12.1
589 | Leh | Winter | 14 | Temperate/Cloudy | 2.768 | 55.97 | 28.51 | 13.6 | 61.76 | 30.79 | 28.44 | 4424288 | 9.06 | 91.2 | 13.2
590 | Hyderabad | Summer | 231 | Temperate/Cloudy | 2.911 | 145.65 | 30.53 | 40.57 | 171.8 | 95.57 | 89.25 | 13817790 | 8.57 | 87.7 | 11.3
591 | Riyadh | Spring | 157 | Temperate/Cloudy | 2.833 | 166.28 | 25.13 | 25.43 | 192.28 | 89.64 | 92.68 | 13743845 | 8.44 | 92 | 11.4
592 | Dubai | Spring | 134 | Semi-Arid | 5.845 | 162.75 | 12.24 | 18.57 | 174.53 | 74.11 | 39.11 | 8085580 | 5.7 | 91.6 | 10.2
593 | Cairo | Winter | 37 | Temperate/Cloudy | 3.091 | 114.98 | 22.66 | 22.28 | 130.77 | 64.26 | 56.78 | 9008681 | 8.27 | 91.9 | 9.9
594 | Lagos | Winter | 53 | Subtropical | 4.074 | 108.83 | 15.93 | 43.45 | 126.75 | 57.66 | 48.39 | 7859930 | 6.43 | 86.1 | 9.7
595 | Nairobi | Winter | 18 | Desert/Arid | 7.381 | 37.15 | 19.96 | 38.7 | 41.79 | 20.7 | 8.12 | 2013463 | 5.41 | 89.1 | 11.5
596 | Phoenix | Winter | 38 | Subtropical | 4.844 | 157.32 | 27.58 | 17.25 | 191.55 | 84.22 | 51.67 | 9819751 | 6.32 | 91.7 | 12.1
597 | Perth | Summer | 187 | Semi-Arid | 6.005 | 61.57 | 31.08 | 10.29 | 72.44 | 31.92 | 15.63 | 3376397 | 5.8 | 94.4 | 11.3
598 | Madrid | Summer | 196 | Temperate/Cloudy | 3.034 | 104.37 | 13.13 | 16.34 | 112.09 | 48.45 | 47.8 | 7228158 | 8.03 | 90.9 | 11
599 | London | Summer | 243 | Temperate/Cloudy | 3.154 | 64.01 | 19.19 | 46.43 | 72.99 | 38.44 | 36.43 | 5604245 | 7.86 | 86.4 | 12.6
600 | Bangkok | Autumn | 300 | Temperate/Cloudy | 2.245 | 35.43 | 14.42 | 31.17 | 38.07 | 18.41 | 24.28 | 3280931 | 9.7 | 92.1 | 13.7
601 | New Delhi | Autumn | 303 | Temperate/Cloudy | 3.014 | 129.62 | 11.95 | 29.01 | 141.24 | 66.49 | 65.9 | 9945894 | 8.07 | 91.4 | 10
602 | Mumbai | Winter | 35 | Subtropical | 3.672 | 20.32 | 32.42 | 31.84 | 22.86 | 13.03 | 9.26 | 1629844 | 7.73 | 86.8 | 8.9
603 | Chennai | Summer | 215 | Temperate/Cloudy | 3.062 | 152.24 | 36.82 | 21.47 | 187.78 | 92.1 | 81.97 | 12963199 | 8.32 | 87.7 | 11.6
604 | Jaipur | Summer | 219 | Temperate/Cloudy | 2.532 | 70.34 | 17.96 | 41.32 | 73.85 | 43.43 | 44.53 | 6626231 | 9.47 | 88.7 | 12.2
605 | Kochi | Autumn | 316 | Temperate/Cloudy | 2.724 | 10.03 | 31.29 | 28.55 | 11.84 | 5.97 | 6.26 | 922984 | 8.72 | 90.4 | 9.4
606 | Jodhpur | Winter | 90 | Subtropical | 4.765 | 107.11 | 36.39 | 10.25 | 122.52 | 61.55 | 32.03 | 6675791 | 7.05 | 94.9 | 11.3
607 | Ahmedabad | Autumn | 308 | Temperate/Cloudy | 3.238 | 18.9 | 34.61 | 10.81 | 21.73 | 10.52 | 8.37 | 1393963 | 8.29 | 90 | 10.7
608 | Bangalore | Summer | 252 | Subtropical | 4.186 | 62.47 | 11.4 | 29.16 | 66.9 | 31.56 | 22.48 | 3952133 | 6.77 | 92.6 | 11.1
609 | Leh | Winter | 8 | Semi-Arid | 5.021 | 144.33 | 38.47 | 47.15 | 187.23 | 99.26 | 58.87 | 11396263 | 6.21 | 84.4 | 10.6
610 | Hyderabad | Summer | 256 | Semi-Arid | 6.142 | 21.91 | 18.18 | 18.88 | 23.52 | 10.98 | 4.95 | 1124172 | 5.96 | 92.9 | 9.7
611 | Riyadh | Autumn | 363 | Temperate/Cloudy | 2.236 | 169.47 | 16.87 | 44.13 | 196.65 | 95.29 | 136.6 | 17936646 | 9.46 | 92.8 | 9.6
612 | Dubai | Summer | 208 | Desert/Arid | 6.796 | 10.73 | 7.19 | 39.38 | 11.97 | 5.31 | 2.91 | 588748 | 4.8 | 91 | 11.6
613 | Cairo | Spring | 131 | Semi-Arid | 5.767 | 56.9 | 22.02 | 16.15 | 59.75 | 29.56 | 13.28 | 3022421 | 6.36 | 90.9 | 10.3
614 | Lagos | Summer | 224 | Temperate/Cloudy | 2.491 | 150.77 | 8.82 | 6.64 | 155.22 | 61.52 | 75.95 | 10510752 | 8.96 | 96.4 | 10.6
615 | Nairobi | Summer | 197 | Desert/Arid | 7.241 | 70.09 | 13.7 | 9.58 | 78.39 | 31.13 | 13.72 | 3159769 | 5.13 | 94.1 | 10.6
616 | Phoenix | Spring | 142 | Desert/Arid | 7.525 | 29.36 | 16.09 | 37.78 | 31.76 | 16.61 | 6.4 | 1605534 | 5.37 | 90.7 | 9.7
617 | Perth | Summer | 252 | Temperate/Cloudy | 2.366 | 78.44 | 33.31 | 13.99 | 94.54 | 44.44 | 51.12 | 7265563 | 9.68 | 89.9 | 11.1
618 | Madrid | Spring | 96 | Subtropical | 3.661 | 61.37 | 35.64 | 21.71 | 73.04 | 37.71 | 26.87 | 4723093 | 7.74 | 91.8 | 11.1
619 | London | Winter | 26 | Desert/Arid | 6.837 | 170.12 | 15.59 | 27.58 | 187.76 | 84.23 | 38.33 | 8654999 | 5.32 | 90.1 | 12.1
620 | Bangkok | Spring | 111 | Semi-Arid | 6.49 | 69.54 | 35.05 | 37.65 | 84.29 | 44.46 | 19.3 | 4487028 | 5.77 | 90.1 | 12.5
621 | New Delhi | Spring | 123 | Temperate/Cloudy | 3.107 | 159.9 | 35 | 10.1 | 188.97 | 87.33 | 75.48 | 12095723 | 8.31 | 92.3 | 9.8
622 | Mumbai | Summer | 186 | Temperate/Cloudy | 3.256 | 179.46 | 31.76 | 23.29 | 205.69 | 112.52 | 85.66 | 14572018 | 8.42 | 93.3 | 11
623 | Chennai | Spring | 168 | Subtropical | 4.223 | 92.43 | 10.13 | 26.83 | 99.03 | 46.99 | 32.44 | 5794328 | 6.82 | 90.7 | 8.7
624 | Jaipur | Winter | 51 | Subtropical | 4.907 | 182.89 | 29.16 | 29.34 | 216.21 | 110.55 | 61.66 | 12351268 | 6.58 | 90.3 | 11.8
625 | Kochi | Winter | 5 | Semi-Arid | 5.71 | 81.69 | 38.08 | 41.83 | 100.92 | 58.78 | 26.92 | 6054871 | 6.35 | 90.5 | 12
626 | Jodhpur | Winter | 77 | Subtropical | 4.213 | 193.17 | 28.89 | 12.73 | 223.64 | 108.16 | 67.5 | 12710880 | 7.2 | 91.8 | 8.1
627 | Ahmedabad | Spring | 160 | Subtropical | 4.775 | 26.97 | 16.61 | 41.35 | 29.84 | 14.93 | 9.05 | 1731198 | 6.46 | 90 | 10.7
628 | Bangalore | Summer | 208 | Semi-Arid | 6.485 | 140.53 | 22.52 | 36.18 | 164.16 | 81.88 | 37.07 | 8396875 | 5.63 | 89.4 | 10.2
629 | Leh | Summer | 257 | Temperate/Cloudy | 2.22 | 103.82 | 27.6 | 30.01 | 121.32 | 63.65 | 77.1 | 10745406 | 10.12 | 90.3 | 10.6
630 | Hyderabad | Summer | 205 | Subtropical | 3.515 | 83.65 | 22.87 | 36.48 | 92.33 | 46.87 | 39.09 | 6367712 | 7.47 | 91.6 | 10.3
631 | Riyadh | Summer | 255 | Semi-Arid | 6.28 | 130.22 | 9.2 | 23.54 | 137.36 | 57.69 | 29.95 | 6250902 | 5.36 | 95.9 | 10.4
632 | Dubai | Winter | 11 | Desert/Arid | 7.371 | 143.73 | 15.92 | 11.23 | 152.25 | 68.58 | 26.35 | 6622476 | 5.49 | 89.7 | 12
633 | Cairo | Winter | 8 | Semi-Arid | 5.07 | 10.83 | 33.08 | 34.96 | 12.67 | 6.69 | 3.7 | 744702 | 6.4 | 87.3 | 11
634 | Lagos | Winter | 32 | Semi-Arid | 5.193 | 41.72 | 35.15 | 28.61 | 49.38 | 24.12 | 13.28 | 2679701 | 6.26 | 90.1 | 10
635 | Nairobi | Winter | 28 | Temperate/Cloudy | 2.643 | 145.48 | 9.81 | 33.77 | 160.73 | 68.9 | 88.19 | 12044978 | 8.33 | 91.2 | 10.7
636 | Phoenix | Summer | 206 | Subtropical | 4.684 | 136.61 | 38.33 | 20.21 | 161.49 | 83.5 | 45.58 | 9242369 | 6.98 | 90.6 | 10.7
637 | Perth | Summer | 228 | Semi-Arid | 5.196 | 193.55 | 16.51 | 45.81 | 220.66 | 110.33 | 66.54 | 12763724 | 5.95 | 88.5 | 11.1
638 | Madrid | Spring | 128 | Temperate/Cloudy | 3.455 | 154.6 | 28.18 | 31.43 | 181.06 | 91.92 | 74.47 | 12296659 | 7.7 | 88 | 10.6
639 | London | Summer | 255 | Subtropical | 3.615 | 190.65 | 31.31 | 8.84 | 215.36 | 111.93 | 73.96 | 13512736 | 8.14 | 91.3 | 11.2
640 | Bangkok | Summer | 212 | Subtropical | 4.264 | 143.48 | 33.42 | 25.24 | 168.58 | 86.14 | 54.02 | 10146007 | 7.1 | 92.4 | 12.1
641 | New Delhi | Summer | 239 | Temperate/Cloudy | 2.12 | 66.63 | 38.1 | 39.04 | 83.44 | 44.94 | 59.12 | 7995943 | 10.28 | 89.4 | 9.8
642 | Mumbai | Summer | 207 | Subtropical | 3.932 | 30.02 | 15.95 | 40.74 | 33.88 | 15.59 | 13.11 | 2127460 | 6.65 | 91.5 | 11.3
643 | Chennai | Autumn | 318 | Temperate/Cloudy | 3.269 | 158.55 | 35.05 | 27.26 | 192.17 | 98.05 | 81.88 | 13330187 | 8.03 | 88.1 | 12.1
644 | Jaipur | Autumn | 283 | Subtropical | 3.965 | 132.39 | 9.61 | 45.26 | 150.67 | 71 | 59.2 | 9644712 | 6.62 | 92.9 | 10.3
645 | Kochi | Summer | 245 | Temperate/Cloudy | 2.719 | 19.16 | 29.68 | 17.05 | 22.41 | 10.22 | 10.56 | 1566382 | 8.79 | 90.7 | 12.2
646 | Jodhpur | Winter | 45 | Desert/Arid | 7.343 | 78.41 | 30.97 | 23.48 | 87.34 | 44.49 | 16.26 | 4223344 | 5.7 | 92.1 | 10.7
647 | Ahmedabad | Spring | 105 | Semi-Arid | 5.562 | 191.79 | 28.72 | 45.44 | 229.95 | 123.7 | 64.75 | 13449660 | 6.02 | 88.8 | 10
648 | Bangalore | Autumn | 348 | Semi-Arid | 6.075 | 105.08 | 13.83 | 45.33 | 115.74 | 56.96 | 29.25 | 6143760 | 5.57 | 88.7 | 9.9
649 | Leh | Autumn | 281 | Desert/Arid | 6.735 | 92.22 | 35.56 | 35.86 | 116.59 | 59.38 | 25.13 | 5936297 | 5.65 | 90.5 | 11.7
650 | Hyderabad | Summer | 234 | Subtropical | 4.991 | 96.96 | 10.91 | 43.65 | 108.21 | 52.66 | 33.32 | 6228415 | 6.04 | 91.3 | 11.6
651 | Riyadh | Summer | 189 | Temperate/Cloudy | 2.522 | 49.69 | 6.88 | 8.99 | 50.89 | 22.55 | 24.69 | 3577568 | 9.26 | 99 | 11.7
652 | Dubai | Winter | 44 | Semi-Arid | 5.223 | 80.05 | 30.11 | 43.92 | 97.05 | 50.77 | 29.02 | 5733697 | 6.1 | 90.4 | 11.6
653 | Cairo | Summer | 225 | Semi-Arid | 5.521 | 80.26 | 21.64 | 19.43 | 90.35 | 44.85 | 21.73 | 4723883 | 6.35 | 93.2 | 10.6
654 | Lagos | Spring | 142 | Semi-Arid | 6.473 | 19.95 | 34.72 | 13.02 | 22.4 | 10.74 | 4.44 | 1064498 | 5.97 | 94.3 | 11.1
655 | Nairobi | Spring | 136 | Subtropical | 4.59 | 155.84 | 18.42 | 15.77 | 175.98 | 77.67 | 50.04 | 9264704 | 6.5 | 93.6 | 10.7
656 | Phoenix | Spring | 176 | Temperate/Cloudy | 2.765 | 89.14 | 10.89 | 23.81 | 95.09 | 41.88 | 46.95 | 6739992 | 8.37 | 92 | 10.5
657 | Perth | Spring | 142 | Subtropical | 3.703 | 166.21 | 34.28 | 16.3 | 202.69 | 95.33 | 71.12 | 12218833 | 7.48 | 92.3 | 10.2
658 | Madrid | Winter | 80 | Subtropical | 4.178 | 171.57 | 24.21 | 19.43 | 194.05 | 94.48 | 61.01 | 11282074 | 7.13 | 93.6 | 8.9
659 | London | Winter | 82 | Semi-Arid | 5.876 | 50.28 | 11.62 | 11.07 | 55.78 | 22.15 | 11.94 | 2438528 | 5.6 | 96.1 | 9.6
660 | Bangkok | Spring | 135 | Semi-Arid | 5.425 | 134.9 | 30.21 | 18.33 | 158.33 | 71.09 | 38.41 | 7834168 | 6.06 | 88.6 | 11.1
661 | New Delhi | Summer | 207 | Subtropical | 4.137 | 99.73 | 22.89 | 30.75 | 116.98 | 52.88 | 40.08 | 6832829 | 6.64 | 87 | 8.6
662 | Mumbai | Autumn | 344 | Desert/Arid | 7.919 | 177.23 | 26.15 | 24.88 | 201.39 | 102.43 | 35.28 | 9535151 | 5.5 | 93.9 | 10.1
663 | Chennai | Spring | 177 | Semi-Arid | 5.635 | 50.99 | 21.13 | 20.6 | 57.76 | 25.04 | 13.67 | 2771731 | 5.8 | 90.3 | 11.9
664 | Jaipur | Summer | 243 | Temperate/Cloudy | 3.423 | 138.78 | 34 | 38.59 | 160.24 | 91.61 | 69.69 | 11859548 | 8.01 | 86.1 | 12.7
665 | Kochi | Winter | 55 | Temperate/Cloudy | 2.611 | 125.47 | 34.03 | 45.21 | 152.06 | 83.6 | 90.71 | 13191226 | 8.98 | 85.3 | 10.9
666 | Jodhpur | Spring | 141 | Temperate/Cloudy | 2.917 | 66.11 | 29.83 | 39.06 | 75.55 | 40.99 | 39.39 | 6023480 | 8.45 | 93.2 | 10.1
667 | Ahmedabad | Winter | 56 | Temperate/Cloudy | 3.476 | 35.95 | 8.69 | 19.94 | 37.02 | 16.25 | 14.01 | 2247664 | 7.44 | 94.3 | 9.9
668 | Bangalore | Winter | 15 | Temperate/Cloudy | 2.964 | 133.81 | 34.36 | 38.5 | 158.06 | 87.92 | 79.13 | 12451757 | 8.56 | 87.8 | 10.7
669 | Leh | Summer | 185 | Temperate/Cloudy | 3.119 | 150.33 | 28.49 | 11.84 | 174.99 | 77.61 | 70.5 | 11048310 | 8.1 | 90.9 | 12.1
670 | Hyderabad | Autumn | 314 | Subtropical | 3.711 | 69.97 | 29.4 | 10.86 | 79.95 | 37.99 | 26.53 | 4711031 | 7.71 | 92.6 | 12.4
671 | Riyadh | Winter | 88 | Temperate/Cloudy | 3.04 | 132.52 | 17.7 | 20.55 | 146.73 | 63.89 | 64.4 | 9651054 | 7.94 | 93.8 | 8.9
672 | Dubai | Spring | 97 | Desert/Arid | 7.381 | 85.07 | 35.77 | 41.35 | 103.23 | 56.64 | 20.87 | 5391523 | 5.64 | 88.5 | 10.3
673 | Cairo | Spring | 144 | Temperate/Cloudy | 2.481 | 145.51 | 30.39 | 16.09 | 173.32 | 83.68 | 89.87 | 13122883 | 9.48 | 90.3 | 9.1
674 | Lagos | Winter | 8 | Semi-Arid | 5.147 | 47.85 | 8.94 | 7.85 | 50.25 | 20.31 | 12.02 | 2329597 | 6.07 | 96 | 10.4
675 | Nairobi | Summer | 215 | Subtropical | 4.462 | 179.14 | 19.27 | 10.93 | 198.57 | 89.35 | 56.07 | 10527325 | 6.78 | 92.9 | 10.2
676 | Phoenix | Spring | 173 | Desert/Arid | 7.894 | 64.61 | 36.02 | 43.64 | 77.91 | 42.4 | 15.29 | 4006934 | 5.35 | 88.5 | 11.5
677 | Perth | Summer | 223 | Temperate/Cloudy | 2.672 | 79.88 | 6.65 | 33.52 | 88.33 | 38.28 | 47.43 | 6555125 | 8.34 | 92.5 | 11.4
678 | Madrid | Winter | 40 | Subtropical | 4.387 | 21.04 | 38.65 | 16.39 | 25.95 | 12.7 | 7.72 | 1474519 | 7.02 | 87.2 | 11.8
679 | London | Summer | 182 | Desert/Arid | 7.817 | 31.19 | 28.77 | 29.99 | 36.46 | 18.28 | 6.49 | 1718606 | 5.46 | 91.5 | 9.2
680 | Bangkok | Summer | 270 | Desert/Arid | 7.193 | 108.01 | 27.1 | 28.74 | 123.47 | 60.87 | 24.39 | 5965520 | 5.48 | 91.6 | 10.8
681 | New Delhi | Summer | 187 | Desert/Arid | 6.902 | 60.84 | 14.47 | 34.49 | 64.54 | 31.49 | 13.85 | 3193806 | 5.38 | 88.1 | 9.5
682 | Mumbai | Summer | 245 | Subtropical | 3.547 | 168.74 | 13.71 | 15.49 | 178.08 | 75.35 | 64.57 | 10387885 | 7.31 | 88.9 | 12.8
683 | Chennai | Autumn | 309 | Temperate/Cloudy | 3.025 | 12.79 | 37.97 | 43.9 | 14.93 | 8.29 | 7.84 | 1207172 | 8.2 | 87.6 | 10.9
684 | Jaipur | Summer | 231 | Semi-Arid | 6.012 | 82.03 | 15.44 | 18.92 | 87.48 | 38.87 | 19.26 | 4131364 | 5.75 | 92.7 | 9.4
685 | Kochi | Spring | 155 | Desert/Arid | 7.576 | 74.1 | 32.14 | 36.24 | 89.29 | 47.48 | 17.73 | 4540133 | 5.45 | 90.3 | 10.4
686 | Jodhpur | Spring | 175 | Semi-Arid | 5.341 | 13.67 | 18.76 | 5.73 | 14.91 | 6.48 | 3.58 | 720989 | 6.08 | 96.9 | 10.5
687 | Ahmedabad | Autumn | 336 | Semi-Arid | 5.43 | 33.63 | 9.87 | 21.77 | 38.39 | 14.8 | 9.63 | 1773677 | 5.47 | 92.7 | 11.5
688 | Bangalore | Spring | 115 | Subtropical | 3.68 | 88.59 | 5.38 | 20.83 | 92.02 | 38.07 | 33.66 | 5338948 | 6.95 | 89.9 | 12.3
689 | Leh | Autumn | 311 | Desert/Arid | 6.617 | 103.64 | 24.05 | 29.46 | 117.52 | 59.97 | 25.06 | 5967352 | 5.8 | 90.3 | 11
690 | Hyderabad | Autumn | 300 | Temperate/Cloudy | 3.122 | 86.82 | 39.15 | 8.27 | 105.89 | 50.31 | 41.59 | 6802832 | 8.44 | 89.6 | 10.7
691 | Riyadh | Winter | 18 | Subtropical | 3.942 | 110.88 | 17.92 | 40.56 | 119.24 | 59.18 | 45.91 | 7739038 | 6.89 | 89.7 | 11.7
692 | Dubai | Summer | 272 | Subtropical | 4.553 | 123.08 | 17.5 | 14.8 | 129.66 | 65.58 | 36.49 | 7319306 | 7.1 | 95.5 | 11.1
693 | Cairo | Winter | 12 | Semi-Arid | 5.046 | 11.89 | 17.04 | 35.47 | 13.58 | 6.41 | 4.1 | 762006 | 5.94 | 91.5 | 11
694 | Lagos | Autumn | 301 | Temperate/Cloudy | 3.454 | 98.18 | 23.22 | 41.14 | 113.21 | 55.93 | 49.87 | 7880233 | 7.37 | 88.3 | 12
695 | Nairobi | Summer | 192 | Temperate/Cloudy | 2.689 | 193.06 | 20.42 | 30.28 | 217.47 | 106.29 | 114.48 | 16697243 | 8.74 | 92.1 | 10.2
696 | Phoenix | Summer | 232 | Semi-Arid | 5.664 | 108.62 | 35.8 | 38.34 | 128.86 | 70.87 | 33.72 | 7410589 | 6.25 | 87.8 | 11.2
697 | Perth | Spring | 93 | Subtropical | 3.732 | 138.73 | 22.69 | 34.78 | 160.28 | 75.11 | 62.77 | 10215517 | 7.03 | 84.9 | 9.5
698 | Madrid | Summer | 218 | Semi-Arid | 5.487 | 69.25 | 22.77 | 21 | 76.6 | 37.11 | 18.33 | 3939239 | 6.31 | 89.3 | 12.5
699 | London | Autumn | 278 | Temperate/Cloudy | 2.926 | 157.06 | 9.84 | 41.4 | 172.51 | 84.77 | 90.02 | 13204657 | 8.08 | 91.3 | 10.4
700 | Bangkok | Autumn | 353 | Subtropical | 4.887 | 156.86 | 39.4 | 18.26 | 183.26 | 96.18 | 49.47 | 10381039 | 6.92 | 92.7 | 12.1
701 | New Delhi | Autumn | 303 | Semi-Arid | 5.196 | 109.05 | 13.75 | 30.7 | 119.46 | 51.29 | 32.77 | 6094057 | 5.77 | 94.7 | 9.9
702 | Mumbai | Winter | 29 | Temperate/Cloudy | 2.311 | 195.44 | 7.57 | 38.54 | 223.32 | 98.97 | 144.26 | 18837664 | 9.11 | 91.4 | 11.2
703 | Chennai | Autumn | 301 | Subtropical | 4.02 | 33.85 | 28.21 | 22.05 | 38.73 | 19.6 | 12.89 | 2360870 | 7.34 | 94.1 | 10.6
704 | Jaipur | Winter | 77 | Temperate/Cloudy | 2.806 | 13.22 | 25.84 | 18.62 | 15.03 | 7.04 | 6.88 | 1044557 | 8.72 | 93.1 | 10.1
705 | Kochi | Winter | 9 | Temperate/Cloudy | 2.38 | 156.33 | 19.53 | 25.67 | 174.36 | 80.93 | 100.5 | 13878270 | 9.35 | 93.3 | 11.1
706 | Jodhpur | Winter | 24 | Desert/Arid | 7.94 | 163.36 | 19.78 | 41.81 | 187.68 | 101.45 | 36.7 | 9597462 | 5.31 | 92 | 12.1
707 | Ahmedabad | Winter | 15 | Subtropical | 3.934 | 32.84 | 32.48 | 46.85 | 40.22 | 21.23 | 16.23 | 2755343 | 6.95 | 89.7 | 12.8
708 | Bangalore | Spring | 164 | Desert/Arid | 6.859 | 60.46 | 11.85 | 29.53 | 66.41 | 28.74 | 13.33 | 2975129 | 5.24 | 93.6 | 11.4
709 | Leh | Winter | 13 | Subtropical | 3.528 | 13.33 | 33.71 | 34.77 | 16.11 | 8.44 | 6.23 | 1075973 | 7.89 | 88.4 | 9.9
710 | Hyderabad | Autumn | 347 | Semi-Arid | 6.089 | 65.73 | 27.71 | 45.65 | 77.62 | 42.18 | 19.67 | 4375711 | 5.89 | 84.2 | 10.2
711 | Riyadh | Spring | 172 | Desert/Arid | 6.561 | 156.9 | 19.66 | 9.43 | 173.19 | 77.7 | 32.73 | 7754393 | 5.82 | 94.4 | 11.7
712 | Dubai | Autumn | 357 | Semi-Arid | 5.574 | 108.41 | 21.03 | 15.44 | 120.18 | 49.82 | 28.13 | 5596097 | 5.75 | 93.2 | 9.7
713 | Cairo | Autumn | 327 | Subtropical | 4.829 | 76.14 | 13.98 | 36.9 | 80.37 | 39.36 | 24.38 | 4609517 | 6.31 | 88.9 | 11.7
714 | Lagos | Summer | 200 | Subtropical | 4.471 | 80.63 | 31.32 | 42.07 | 103 | 53.47 | 35.65 | 6482994 | 6.55 | 86.7 | 11.5
715 | Nairobi | Winter | 76 | Subtropical | 4.093 | 10.26 | 22.95 | 43.57 | 12.13 | 6.2 | 4.63 | 795077 | 6.76 | 89.8 | 12.3
716 | Phoenix | Spring | 164 | Desert/Arid | 7.577 | 66.96 | 16.23 | 23.68 | 71.93 | 32.2 | 13.03 | 3166901 | 5.17 | 93.3 | 11.2
717 | Perth | Winter | 61 | Desert/Arid | 6.984 | 132.83 | 25.86 | 9.02 | 150.81 | 72.04 | 26.9 | 6888504 | 5.91 | 93.8 | 10.6
718 | Madrid | Summer | 245 | Desert/Arid | 7.79 | 195.1 | 39.85 | 24.7 | 229.02 | 128.3 | 40.39 | 11611370 | 5.95 | 88.5 | 13.2
719 | London | Spring | 155 | Temperate/Cloudy | 2.746 | 170.94 | 20.23 | 15.38 | 187.41 | 85.2 | 87.72 | 13030819 | 8.72 | 90.9 | 11.7
720 | Bangkok | Summer | 257 | Semi-Arid | 6.385 | 14.48 | 37.22 | 18.1 | 16.63 | 9.02 | 2.83 | 815489 | 7.27 | 92.7 | 11.3
721 | New Delhi | Summer | 244 | Desert/Arid | 7.63 | 180.73 | 17.08 | 39.75 | 203.62 | 107.57 | 40.16 | 10285288 | 5.41 | 90.3 | 10.3
722 | Mumbai | Spring | 162 | Temperate/Cloudy | 3.087 | 158.81 | 6.92 | 8.4 | 157.87 | 62.01 | 62.83 | 9395459 | 7.81 | 95.9 | 9.3
723 | Chennai | Winter | 68 | Temperate/Cloudy | 2.399 | 158.27 | 12.15 | 42.24 | 177.23 | 86.45 | 113.1 | 15326766 | 9.1 | 89.5 | 10.8
724 | Jaipur | Autumn | 344 | Semi-Arid | 6.447 | 97.02 | 19.65 | 24.25 | 110.66 | 54.88 | 23.47 | 5507779 | 5.87 | 93.1 | 9.2
725 | Kochi | Autumn | 277 | Semi-Arid | 5.447 | 85.62 | 12.69 | 31.82 | 91.84 | 44.69 | 24.08 | 4919099 | 6.04 | 91.1 | 10.6
726 | Jodhpur | Spring | 161 | Desert/Arid | 7.051 | 67.55 | 5.01 | 9.03 | 70.15 | 26.19 | 12.78 | 2766431 | 4.95 | 92.4 | 11.6
727 | Ahmedabad | Summer | 259 | Temperate/Cloudy | 2.839 | 22.48 | 37.03 | 20.18 | 26.27 | 13.82 | 12.11 | 1928590 | 9.04 | 93 | 11.7
728 | Bangalore | Autumn | 307 | Desert/Arid | 6.772 | 53.36 | 34.54 | 9.04 | 63.15 | 31.63 | 11.01 | 2954524 | 6.39 | 90.4 | 10.6
729 | Leh | Autumn | 335 | Temperate/Cloudy | 3.21 | 56.85 | 30.98 | 48.27 | 67.36 | 36.12 | 33.53 | 5204741 | 7.79 | 88.8 | 14.1
730 | Hyderabad | Spring | 95 | Temperate/Cloudy | 2.982 | 101.97 | 10.87 | 41.33 | 114.68 | 53.53 | 58.84 | 8512652 | 7.82 | 90.7 | 12.2
731 | Riyadh | Summer | 246 | Temperate/Cloudy | 2.986 | 152.01 | 9.21 | 25.68 | 154.93 | 71.1 | 71.35 | 10712436 | 8.1 | 91.7 | 10.8
732 | Dubai | Summer | 221 | Desert/Arid | 6.887 | 100.02 | 7.37 | 15.06 | 102.19 | 42.02 | 19.02 | 4308847 | 5.3 | 95.1 | 11.6
733 | Cairo | Spring | 123 | Semi-Arid | 5.991 | 20.99 | 30.34 | 47.01 | 24.5 | 13.71 | 6.55 | 1435938 | 5.9 | 89.9 | 10.4
734 | Lagos | Summer | 187 | Semi-Arid | 5.138 | 191.98 | 37.51 | 20.51 | 231.08 | 117.43 | 60.34 | 12669392 | 6.59 | 92 | 11.1
735 | Nairobi | Summer | 262 | Subtropical | 4.153 | 189.12 | 20.07 | 12.24 | 212.38 | 95.98 | 64.41 | 11673598 | 7.03 | 92.9 | 10.3
736 | Phoenix | Summer | 273 | Desert/Arid | 7.263 | 159.19 | 9.17 | 30.34 | 173.13 | 80.9 | 33.84 | 8052962 | 5.28 | 95.2 | 9.3
737 | Perth | Winter | 60 | Subtropical | 4.355 | 198.35 | 22.93 | 47.47 | 228.26 | 115.76 | 83.49 | 14586566 | 6.47 | 92 | 11.3
738 | Madrid | Spring | 125 | Desert/Arid | 6.9 | 113.45 | 17.21 | 5.17 | 113.48 | 52.24 | 19.99 | 5037446 | 5.89 | 95.5 | 10.4
739 | London | Autumn | 337 | Subtropical | 4.635 | 192.93 | 18.12 | 15.72 | 212.82 | 95.03 | 59.25 | 11162970 | 6.55 | 94 | 10.7
740 | Bangkok | Autumn | 341 | Subtropical | 4.262 | 24.36 | 26.75 | 47.23 | 29.42 | 15.43 | 10.85 | 1919946 | 6.69 | 87.7 | 11.2
741 | New Delhi | Winter | 51 | Subtropical | 4.776 | 79.48 | 30.16 | 12.7 | 98.03 | 43.8 | 25.95 | 5026392 | 6.54 | 92.1 | 9.9
742 | Mumbai | Spring | 178 | Subtropical | 3.808 | 52.82 | 8.87 | 10.1 | 54.92 | 21.52 | 18.11 | 2937850 | 6.87 | 94.8 | 12.1
743 | Chennai | Spring | 139 | Semi-Arid | 6.486 | 47.21 | 6.25 | 30.66 | 49.38 | 23.57 | 10.94 | 2440628 | 5.54 | 93.7 | 10.9
744 | Jaipur | Autumn | 327 | Semi-Arid | 5.016 | 36.75 | 39.8 | 43.78 | 45.97 | 26.8 | 14.73 | 2975213 | 6.49 | 90.4 | 10.7
745 | Kochi | Spring | 170 | Temperate/Cloudy | 3.393 | 128.26 | 13.15 | 26.47 | 139.18 | 65.07 | 56.27 | 9015157 | 7.61 | 92.9 | 9.4
746 | Jodhpur | Winter | 39 | Desert/Arid | 7.397 | 158.45 | 6.88 | 49.76 | 179.18 | 85.43 | 39.61 | 8842420 | 4.86 | 93.7 | 12
747 | Ahmedabad | Winter | 69 | Subtropical | 4.303 | 119.88 | 11.65 | 35.56 | 128.64 | 61.89 | 43.8 | 7725438 | 6.61 | 90.6 | 11.9
748 | Bangalore | Summer | 236 | Semi-Arid | 5.261 | 37.92 | 6.36 | 8.33 | 39.12 | 16.22 | 9.16 | 1822078 | 6.09 | 95.9 | 10.4
749 | Leh | Winter | 48 | Desert/Arid | 7.439 | 164.11 | 18.71 | 49.68 | 192.85 | 89.14 | 42.12 | 9295423 | 4.78 | 90.9 | 9.6
750 | Hyderabad | Winter | 57 | Semi-Arid | 5.745 | 130.83 | 33.08 | 23.36 | 155.73 | 78.14 | 36.97 | 8152519 | 6.19 | 91.9 | 12.5
751 | Riyadh | Autumn | 277 | Temperate/Cloudy | 2.701 | 83.75 | 16.94 | 17.93 | 94.99 | 40.36 | 46.26 | 6583954 | 8.49 | 93.3 | 10.3
752 | Dubai | Autumn | 338 | Desert/Arid | 7.639 | 138.08 | 20.55 | 30.1 | 154.49 | 75.98 | 29.01 | 7321054 | 5.32 | 91.9 | 10.1
753 | Cairo | Spring | 99 | Semi-Arid | 5.766 | 59.38 | 28.65 | 18.69 | 70.79 | 34.55 | 16.16 | 3588388 | 6.21 | 90.3 | 10.9
754 | Lagos | Winter | 15 | Subtropical | 4.009 | 75.59 | 22.81 | 8.89 | 80.46 | 37.85 | 25.19 | 4585148 | 7.32 | 93.8 | 11
755 | Nairobi | Autumn | 325 | Temperate/Cloudy | 2.836 | 184.32 | 35.15 | 5.06 | 205.8 | 101.43 | 87.51 | 14034964 | 9.12 | 94.2 | 10.4
756 | Phoenix | Spring | 179 | Desert/Arid | 6.764 | 65.2 | 35.31 | 25.23 | 80.34 | 38.26 | 16.23 | 3828233 | 5.62 | 91.4 | 7.5
757 | Perth | Autumn | 332 | Semi-Arid | 5.72 | 99.3 | 5.35 | 42.66 | 106.91 | 49.32 | 28.73 | 5617013 | 5.51 | 86.8 | 11.6
758 | Madrid | Winter | 62 | Semi-Arid | 5.201 | 179.13 | 32.23 | 30.75 | 217.63 | 112.28 | 59.38 | 12261077 | 6.4 | 87.1 | 12.2
759 | London | Spring | 119 | Desert/Arid | 7.363 | 144.47 | 21.13 | 49.96 | 168.12 | 85.13 | 36.99 | 8594636 | 5.09 | 87.3 | 10.4
760 | Bangkok | Winter | 37 | Desert/Arid | 6.732 | 21.82 | 39.61 | 17.91 | 26.26 | 12.61 | 5.34 | 1260932 | 5.65 | 91 | 12.5
761 | New Delhi | Spring | 134 | Temperate/Cloudy | 2.91 | 37.99 | 21.91 | 17.62 | 41.1 | 21.48 | 18.6 | 2978136 | 8.87 | 90.6 | 11.8
762 | Mumbai | Winter | 26 | Subtropical | 3.87 | 11.49 | 39.54 | 12.19 | 13.72 | 6.99 | 4.32 | 817765 | 7.88 | 93.1 | 11.2
763 | Chennai | Winter | 8 | Temperate/Cloudy | 3.491 | 129.88 | 31.41 | 12.38 | 155.74 | 71.82 | 56.22 | 9436039 | 7.75 | 94.6 | 9.5
764 | Jaipur | Winter | 4 | Semi-Arid | 6.464 | 95.06 | 13.7 | 17.83 | 103.24 | 47.82 | 20.71 | 4821886 | 5.81 | 95.2 | 10.8
765 | Kochi | Winter | 21 | Temperate/Cloudy | 2.201 | 35.51 | 23.84 | 40.68 | 41.97 | 21.23 | 28.87 | 3859573 | 9.79 | 90.4 | 11.3
766 | Jodhpur | Spring | 149 | Semi-Arid | 5.419 | 192.01 | 39.72 | 45.76 | 242.53 | 138.87 | 69.96 | 14860516 | 6.32 | 90.6 | 10.9
767 | Ahmedabad | Winter | 25 | Desert/Arid | 6.575 | 110.64 | 35.01 | 48.88 | 132.22 | 77.93 | 32.09 | 7712972 | 5.89 | 87.2 | 12.2
768 | Bangalore | Spring | 143 | Desert/Arid | 7.261 | 55.96 | 8.41 | 15.45 | 60.59 | 23.17 | 10.66 | 2390968 | 4.98 | 92.7 | 10.4
769 | Leh | Summer | 245 | Subtropical | 4.052 | 105.11 | 29.72 | 44.66 | 124.57 | 68.08 | 48.18 | 8498045 | 7.01 | 86.7 | 11.1
770 | Hyderabad | Winter | 43 | Desert/Arid | 6.928 | 139.13 | 17.1 | 19.77 | 152.3 | 74.28 | 29.12 | 7223563 | 5.77 | 94.6 | 9.9
771 | Riyadh | Autumn | 293 | Temperate/Cloudy | 2.664 | 24.49 | 5.24 | 10.08 | 26.91 | 9.48 | 12.83 | 1718069 | 8.1 | 97.7 | 9.8
772 | Dubai | Summer | 185 | Desert/Arid | 7.079 | 62.19 | 19.12 | 44.15 | 72.24 | 34.77 | 15.93 | 3582155 | 5.12 | 88.9 | 11
773 | Cairo | Winter | 42 | Temperate/Cloudy | 2.765 | 163.32 | 13.22 | 33.62 | 176.89 | 81.74 | 92.37 | 13219063 | 8.34 | 86.6 | 11.2
774 | Lagos | Spring | 92 | Subtropical | 4.384 | 97.34 | 33.66 | 12.41 | 113.94 | 57.2 | 32.78 | 6467261 | 7.25 | 90.2 | 10.7
775 | Nairobi | Autumn | 317 | Desert/Arid | 6.784 | 113.85 | 16.81 | 24.34 | 126.16 | 58.78 | 25.1 | 5895876 | 5.58 | 90.4 | 11.9
776 | Phoenix | Autumn | 324 | Temperate/Cloudy | 2.9 | 92.24 | 33.96 | 17.93 | 113.28 | 50.57 | 51.69 | 7701548 | 8.28 | 88.9 | 12.6
777 | Perth | Winter | 53 | Temperate/Cloudy | 3.376 | 18.34 | 5.02 | 38.16 | 19.64 | 9.01 | 8.95 | 1349502 | 7.2 | 88.9 | 9.8
778 | Madrid | Winter | 84 | Semi-Arid | 6.334 | 41.49 | 15.77 | 25.4 | 48.54 | 20.86 | 10.68 | 2247185 | 5.35 | 92.1 | 12.3
779 | London | Winter | 34 | Semi-Arid | 6.32 | 94.65 | 13.44 | 49.52 | 102.66 | 53.04 | 25.89 | 5603270 | 5.52 | 90.7 | 11.6
780 | Bangkok | Winter | 76 | Semi-Arid | 5.847 | 49.75 | 13.17 | 7.46 | 53.12 | 21.22 | 11.05 | 2302188 | 5.74 | 89.5 | 10.2
781 | New Delhi | Autumn | 353 | Semi-Arid | 6.164 | 19.5 | 7.39 | 20.98 | 20.2 | 8.9 | 4.13 | 921497 | 5.83 | 91.5 | 10.5
782 | Mumbai | Summer | 197 | Semi-Arid | 5.256 | 170.29 | 11.55 | 26.69 | 182.35 | 86.72 | 48.08 | 9663629 | 6.16 | 91.8 | 11.1
783 | Chennai | Autumn | 286 | Subtropical | 3.511 | 196.43 | 24.44 | 27.64 | 222.48 | 107.84 | 87.98 | 14479853 | 7.55 | 88.9 | 9.5
784 | Jaipur | Winter | 88 | Subtropical | 4.074 | 160.7 | 15.2 | 19.22 | 172.22 | 72.92 | 55.63 | 9453797 | 6.72 | 92.8 | 10.6
785 | Kochi | Summer | 235 | Temperate/Cloudy | 3.09 | 172.22 | 19.61 | 37.82 | 204.86 | 96.04 | 98.38 | 14644997 | 7.76 | 90 | 11.5
786 | Jodhpur | Summer | 232 | Desert/Arid | 7.451 | 55.98 | 18.19 | 44.36 | 66.17 | 32.99 | 13.78 | 3282191 | 5.15 | 88.8 | 10.4
787 | Ahmedabad | Winter | 7 | Semi-Arid | 5.5 | 192.52 | 35.66 | 47.24 | 238.4 | 128.98 | 68.86 | 14141350 | 6.02 | 86.8 | 9.8
788 | Bangalore | Autumn | 292 | Subtropical | 4.405 | 47.42 | 36.69 | 41.23 | 57.3 | 30.22 | 19.76 | 3630094 | 6.72 | 89.6 | 11.2
789 | Leh | Winter | 38 | Subtropical | 4.772 | 190.77 | 22.25 | 43.28 | 216.86 | 116.15 | 70.6 | 13485066 | 6.45 | 88 | 13.4
790 | Hyderabad | Winter | 52 | Desert/Arid | 7.684 | 199.02 | 16.56 | 29.77 | 225.91 | 110 | 41.78 | 10579901 | 5.31 | 87.7 | 10.5
791 | Riyadh | Spring | 143 | Temperate/Cloudy | 2.92 | 145.23 | 8.74 | 42.16 | 159.88 | 75.01 | 83.61 | 12029800 | 7.94 | 90.4 | 10.3
792 | Dubai | Summer | 221 | Semi-Arid | 5.517 | 196.42 | 38.37 | 18.66 | 234.63 | 114.15 | 56.06 | 12088852 | 6.3 | 88.7 | 10.9
793 | Cairo | Summer | 240 | Semi-Arid | 5.035 | 118.21 | 7.11 | 22.93 | 127.27 | 52.83 | 34 | 6298530 | 5.93 | 89.1 | 12.7
794 | Lagos | Spring | 143 | Semi-Arid | 5.669 | 59.31 | 15.42 | 19.26 | 66.48 | 29.17 | 15.4 | 3183054 | 5.88 | 92.6 | 9.1
795 | Nairobi | Autumn | 349 | Temperate/Cloudy | 2.109 | 93.03 | 15.43 | 26.03 | 102.17 | 45.73 | 66.7 | 8707902 | 9.98 | 91.3 | 11.6
796 | Phoenix | Autumn | 363 | Desert/Arid | 7.233 | 122.78 | 16.21 | 17.85 | 131.66 | 61.49 | 24.02 | 5972257 | 5.54 | 90.7 | 10.5
797 | Perth | Winter | 49 | Desert/Arid | 7.593 | 23.89 | 10.75 | 48.27 | 25.54 | 12.57 | 5.24 | 1249676 | 5.06 | 90.1 | 10.6
798 | Madrid | Autumn | 277 | Semi-Arid | 5.391 | 128.25 | 32.41 | 19.08 | 151.28 | 74.66 | 36.76 | 7914934 | 6.44 | 92.3 | 9.8
799 | London | Summer | 271 | Semi-Arid | 6.18 | 196.42 | 9.29 | 9.41 | 219.72 | 83.06 | 44.22 | 9095839 | 5.36 | 94.1 | 10.3
800 | Bangkok | Winter | 14 | Desert/Arid | 7.535 | 46.12 | 27.22 | 28.71 | 52.02 | 27.32 | 9.8 | 2577288 | 5.62 | 91.2 | 9.9
801 | New Delhi | Autumn | 298 | Semi-Arid | 6.243 | 160.59 | 9.33 | 7.57 | 174.16 | 67.81 | 34.13 | 7253627 | 5.49 | 90.6 | 10.4
802 | Mumbai | Winter | 15 | Temperate/Cloudy | 2.915 | 182.5 | 7.47 | 9.97 | 187.19 | 75.75 | 80.13 | 11772407 | 8.12 | 96.2 | 7.9
803 | Chennai | Summer | 234 | Semi-Arid | 5.458 | 189.3 | 36.83 | 14.87 | 221.92 | 109.45 | 52.43 | 11475635 | 6.46 | 92.8 | 9
804 | Jaipur | Winter | 63 | Semi-Arid | 5.64 | 192.43 | 11.65 | 25.9 | 214.09 | 93.77 | 52.16 | 10464208 | 5.73 | 89.9 | 11.3
805 | Kochi | Summer | 196 | Subtropical | 4.545 | 109.08 | 33.74 | 24.5 | 128.5 | 65.33 | 38.88 | 7512347 | 6.85 | 90.8 | 12.2
806 | Jodhpur | Winter | 27 | Semi-Arid | 6.419 | 195.69 | 24.06 | 40.99 | 229 | 113.44 | 54.61 | 11917450 | 5.48 | 90.1 | 14.2
807 | Ahmedabad | Spring | 93 | Desert/Arid | 7.606 | 153.89 | 7.72 | 38.28 | 167.61 | 77.38 | 33.48 | 7799753 | 4.94 | 90.7 | 11.9
808 | Bangalore | Spring | 105 | Desert/Arid | 7.553 | 40.72 | 38.44 | 24.18 | 48.32 | 25.91 | 9.15 | 2431674 | 5.67 | 94.2 | 10.1
809 | Leh | Autumn | 309 | Subtropical | 4.705 | 100.61 | 13.64 | 20.02 | 112.05 | 47.72 | 31.38 | 5747717 | 6.27 | 88.4 | 9.2
810 | Hyderabad | Winter | 52 | Temperate/Cloudy | 2.679 | 146.48 | 35.09 | 19.24 | 173.26 | 90.16 | 85.45 | 13144992 | 9.25 | 88.4 | 11.7
811 | Riyadh | Autumn | 319 | Desert/Arid | 7.909 | 56.99 | 10.91 | 39.83 | 60.28 | 30.02 | 11.74 | 2916866 | 5.06 | 85.9 | 10
812 | Dubai | Spring | 181 | Desert/Arid | 7.033 | 131.72 | 34.89 | 7.34 | 150.21 | 70.7 | 26.14 | 6737690 | 5.91 | 92.7 | 9.9
813 | Cairo | Winter | 57 | Temperate/Cloudy | 2.748 | 136.65 | 5.46 | 5.58 | 128.17 | 57.72 | 56.62 | 8582683 | 8.89 | 95.3 | 11.4
814 | Lagos | Spring | 120 | Desert/Arid | 7.525 | 40.91 | 22.91 | 40.8 | 47.4 | 24.78 | 9.11 | 2356990 | 5.54 | 90.5 | 11.2
815 | Nairobi | Autumn | 308 | Desert/Arid | 7.219 | 117.37 | 31.93 | 26.47 | 143.09 | 72.74 | 26.96 | 6937846 | 5.74 | 90.2 | 10.1
816 | Phoenix | Autumn | 363 | Semi-Arid | 5.113 | 156.61 | 37.72 | 10.89 | 180.66 | 93.33 | 43.88 | 9713147 | 6.98 | 92.8 | 9
817 | Perth | Winter | 43 | Semi-Arid | 5.548 | 104.79 | 36.82 | 15.6 | 126.28 | 57.58 | 29.49 | 6203786 | 6.11 | 91 | 11.1
818 | Madrid | Spring | 135 | Subtropical | 4.394 | 12.3 | 33.69 | 46.96 | 15.12 | 8.47 | 5.56 | 1019332 | 6.72 | 90.1 | 11.3
819 | London | Summer | 260 | Temperate/Cloudy | 2.329 | 11.72 | 36.09 | 43.68 | 14.07 | 7.87 | 9.26 | 1304764 | 9.75 | 91 | 12.4
820 | Bangkok | Summer | 197 | Subtropical | 4.011 | 77.84 | 11.97 | 36.94 | 89.25 | 40.97 | 33.36 | 5495440 | 6.62 | 88.8 | 8.6
821 | New Delhi | Spring | 133 | Desert/Arid | 6.817 | 185.98 | 14.95 | 26.7 | 203.32 | 96.29 | 41.59 | 9699572 | 5.51 | 91 | 11
822 | Mumbai | Summer | 255 | Temperate/Cloudy | 2.028 | 53.45 | 15.11 | 28.41 | 62.25 | 29.47 | 42.43 | 5563295 | 10.42 | 91.2 | 11.8
823 | Chennai | Summer | 220 | Subtropical | 4.001 | 130.53 | 18.2 | 48.89 | 143.1 | 75.19 | 57.35 | 9747066 | 6.85 | 92.1 | 10.4
824 | Jaipur | Autumn | 336 | Subtropical | 4.389 | 52.19 | 18.77 | 48.46 | 59.47 | 30.19 | 21.45 | 3775842 | 6.46 | 87.6 | 9.6
825 | Kochi | Winter | 41 | Semi-Arid | 5.224 | 71.12 | 24.06 | 14.69 | 79.89 | 36.02 | 19.74 | 3993746 | 6.24 | 94.5 | 9.6
826 | Jodhpur | Summer | 255 | Desert/Arid | 7.519 | 171.13 | 10.6 | 41.5 | 188.01 | 86.09 | 38.21 | 8761696 | 4.91 | 87.4 | 11.3
827 | Ahmedabad | Winter | 2 | Subtropical | 4.078 | 148.48 | 29.19 | 13.88 | 173.98 | 78.46 | 54.24 | 9681386 | 7.05 | 94.6 | 10.1
828 | Bangalore | Summer | 195 | Subtropical | 4.082 | 28.13 | 10.86 | 14.61 | 32.89 | 11.63 | 10.76 | 1672684 | 6.14 | 94.7 | 10.8
829 | Leh | Summer | 242 | Semi-Arid | 6.425 | 91.45 | 15.86 | 35.42 | 103.39 | 49.84 | 23.62 | 5203363 | 5.53 | 90.4 | 12.2
830 | Hyderabad | Spring | 149 | Subtropical | 4.713 | 15.54 | 22.62 | 23.23 | 17.61 | 9 | 4.96 | 1000306 | 6.9 | 93.4 | 10.3
831 | Riyadh | Summer | 198 | Temperate/Cloudy | 3.348 | 101.37 | 32.88 | 46.92 | 119.58 | 71.28 | 56.45 | 9422112 | 8.04 | 87.7 | 12.4
832 | Dubai | Autumn | 299 | Subtropical | 4.715 | 135.86 | 30.88 | 9.01 | 148.71 | 71.74 | 39.5 | 7970340 | 6.9 | 90.7 | 10.8
833 | Cairo | Summer | 245 | Temperate/Cloudy | 2.845 | 32.52 | 27.59 | 28.02 | 38.92 | 18.69 | 19.3 | 2863518 | 8.4 | 94.2 | 10.9
834 | Lagos | Autumn | 338 | Temperate/Cloudy | 3.058 | 64.89 | 10.45 | 46.33 | 70.65 | 36.46 | 36.34 | 5471642 | 7.93 | 88.8 | 11
835 | Nairobi | Spring | 108 | Subtropical | 4.99 | 85.59 | 24.15 | 45.69 | 106.78 | 53.01 | 33.37 | 6254833 | 6.05 | 90.6 | 11.3
836 | Phoenix | Summer | 212 | Subtropical | 4.514 | 184.71 | 8.06 | 12.04 | 198.99 | 79.56 | 55.45 | 9856392 | 6.35 | 95.6 | 11
837 | Perth | Spring | 156 | Desert/Arid | 7.489 | 198.72 | 18.21 | 21.5 | 222.58 | 100.39 | 39.73 | 9795383 | 5.31 | 93.6 | 11.3
838 | Madrid | Winter | 26 | Subtropical | 4.174 | 18.53 | 19.47 | 32.86 | 21.17 | 10.61 | 7.43 | 1317515 | 6.85 | 91.9 | 10.8
839 | London | Winter | 82 | Semi-Arid | 5.484 | 154.59 | 6.39 | 12.17 | 163.24 | 61.49 | 37.82 | 7177825 | 5.58 | 94.8 | 7.2
840 | Bangkok | Winter | 83 | Semi-Arid | 5.794 | 80.63 | 14.59 | 48.56 | 89.25 | 46.43 | 24.51 | 5066284 | 5.75 | 91.5 | 11.4
841 | New Delhi | Spring | 131 | Temperate/Cloudy | 2.079 | 84.57 | 38.45 | 46.16 | 100.25 | 59 | 75.91 | 10348498 | 10.57 | 89.1 | 9.1
842 | Mumbai | Autumn | 329 | Semi-Arid | 5.981 | 153.31 | 38.38 | 12.51 | 179.95 | 91.52 | 37.89 | 9075830 | 6.45 | 91.8 | 10.2
843 | Chennai | Spring | 100 | Temperate/Cloudy | 3.068 | 184.5 | 17.33 | 10.45 | 201.28 | 90.47 | 81.76 | 12842164 | 8.25 | 90.4 | 8.6
844 | Jaipur | Summer | 256 | Desert/Arid | 7.766 | 190.68 | 6.51 | 8.84 | 194.64 | 78.41 | 30.7 | 7621782 | 5.15 | 94.4 | 12.3
845 | Kochi | Winter | 49 | Temperate/Cloudy | 2.892 | 119.65 | 11.27 | 45.92 | 128.03 | 63.4 | 69.14 | 10034270 | 8.09 | 91.9 | 11.2
846 | Jodhpur | Winter | 63 | Subtropical | 4.488 | 77.85 | 18.73 | 13.71 | 84.06 | 38.4 | 23.66 | 4486138 | 6.81 | 90.5 | 10.6
847 | Ahmedabad | Autumn | 311 | Temperate/Cloudy | 2.512 | 159.63 | 38.17 | 23.73 | 197.34 | 94.91 | 106.48 | 15281423 | 9.21 | 90.3 | 12.4
848 | Bangalore | Autumn | 290 | Desert/Arid | 7.981 | 57.69 | 9.94 | 25.2 | 63.39 | 28.12 | 10.66 | 2702818 | 5.12 | 92.8 | 11.3
849 | Leh | Spring | 105 | Semi-Arid | 5.013 | 117.17 | 31.72 | 31.96 | 139.64 | 73.97 | 40.29 | 8179844 | 6.53 | 93.2 | 10.8
850 | Hyderabad | Spring | 105 | Semi-Arid | 5.572 | 78.13 | 8.8 | 8.23 | 83.4 | 31.9 | 18.23 | 3602273 | 5.71 | 91.4 | 11.3
851 | Riyadh | Autumn | 325 | Temperate/Cloudy | 2.402 | 134.76 | 39.34 | 15.2 | 156.94 | 79.65 | 83.95 | 12351822 | 9.87 | 93.1 | 10.3
852 | Dubai | Winter | 15 | Semi-Arid | 6.5 | 55.68 | 18.36 | 46.92 | 62.34 | 31.73 | 15.54 | 3356564 | 5.36 | 88.7 | 9.9
853 | Cairo | Spring | 175 | Temperate/Cloudy | 3.259 | 46.4 | 32.13 | 45.88 | 56.47 | 30.34 | 27.23 | 4290233 | 7.79 | 87.5 | 12.2
854 | Lagos | Summer | 259 | Desert/Arid | 7.388 | 184.47 | 16.99 | 40.16 | 202.58 | 103.34 | 41.44 | 10130618 | 5.33 | 88.3 | 11.1
855 | Nairobi | Summer | 211 | Temperate/Cloudy | 3.231 | 29.34 | 26.97 | 5.87 | 33.23 | 16.05 | 12.53 | 2105771 | 8.38 | 91.8 | 9.1
856 | Phoenix | Summer | 259 | Temperate/Cloudy | 3.144 | 106.13 | 11.72 | 19.72 | 110.35 | 53.01 | 46.29 | 7383524 | 8.18 | 93.4 | 11.2
857 | Perth | Spring | 102 | Temperate/Cloudy | 2.219 | 51.96 | 10.11 | 33.26 | 53.92 | 26.78 | 34.75 | 4722900 | 9.87 | 90.7 | 11
858 | Madrid | Summer | 260 | Subtropical | 4.832 | 17.4 | 37.83 | 17.38 | 21.17 | 10.6 | 5.87 | 1180603 | 6.71 | 92.8 | 12.4
859 | London | Autumn | 344 | Semi-Arid | 5.389 | 16.84 | 37.12 | 45.93 | 21.26 | 11.19 | 6.06 | 1234372 | 6.09 | 86.3 | 11.6
860 | Bangkok | Spring | 159 | Temperate/Cloudy | 2.394 | 43.29 | 36.06 | 33.53 | 51.52 | 29.26 | 31.3 | 4577748 | 9.84 | 91.2 | 9.7
861 | New Delhi | Winter | 45 | Desert/Arid | 6.653 | 174.69 | 26.89 | 8.24 | 189.79 | 90.14 | 35.41 | 8772238 | 6 | 93.7 | 8.8
862 | Mumbai | Autumn | 301 | Subtropical | 4.72 | 63.67 | 33.29 | 45.91 | 73.02 | 42.48 | 24.38 | 4806077 | 6.73 | 85.7 | 12.7
863 | Chennai | Summer | 251 | Semi-Arid | 5.146 | 190.59 | 7.42 | 48.1 | 218.85 | 102.54 | 68.17 | 12415351 | 5.7 | 92.8 | 10.7
864 | Jaipur | Autumn | 331 | Subtropical | 4.645 | 120.51 | 16.72 | 8.5 | 131.3 | 56.27 | 34.79 | 6584264 | 6.57 | 94 | 9.7
865 | Kochi | Spring | 165 | Subtropical | 4.405 | 92.96 | 15.98 | 28.96 | 101.41 | 50.38 | 32.54 | 6016634 | 6.77 | 92.8 | 10
866 | Jodhpur | Summer | 193 | Semi-Arid | 5.358 | 120.22 | 27.25 | 18.65 | 136.67 | 67.46 | 33.77 | 7200127 | 6.41 | 94.1 | 11.9
867 | Ahmedabad | Winter | 9 | Temperate/Cloudy | 2.931 | 108.17 | 17.46 | 22.68 | 113.64 | 57.25 | 52.16 | 8163448 | 8.6 | 93.8 | 11.1
868 | Bangalore | Winter | 65 | Temperate/Cloudy | 3.092 | 154.17 | 10.2 | 13.08 | 166.64 | 69.63 | 68.3 | 10353378 | 7.9 | 92.9 | 11.8
869 | Leh | Autumn | 282 | Desert/Arid | 7.171 | 63.67 | 25.88 | 31.01 | 77.56 | 36.83 | 15.5 | 3674370 | 5.33 | 92.1 | 11
870 | Hyderabad | Spring | 181 | Desert/Arid | 7.677 | 77.08 | 33.5 | 48.11 | 92.01 | 51.68 | 19.66 | 4973338 | 5.31 | 84.9 | 10.7
871 | Riyadh | Autumn | 282 | Subtropical | 4.24 | 179.88 | 18.37 | 27.64 | 214.07 | 94.83 | 70.26 | 12112204 | 6.55 | 92.1 | 12.6
872 | Dubai | Autumn | 279 | Subtropical | 3.624 | 189.83 | 9.63 | 8.73 | 199.46 | 76.26 | 67.92 | 10737871 | 7.03 | 97.1 | 9.9
873 | Cairo | Winter | 30 | Semi-Arid | 5.864 | 179.59 | 11.88 | 32.9 | 205.64 | 87.54 | 50.88 | 9959897 | 5.38 | 89.7 | 11.8
874 | Lagos | Summer | 266 | Subtropical | 4.452 | 89.7 | 13.31 | 20.31 | 98.21 | 44.39 | 29.34 | 5359712 | 6.61 | 94.1 | 11.7
875 | Nairobi | Autumn | 328 | Temperate/Cloudy | 2.152 | 158.27 | 15.5 | 43.52 | 179.6 | 84.18 | 128.89 | 16563170 | 9.62 | 93.4 | 10.7
876 | Phoenix | Summer | 217 | Temperate/Cloudy | 2.937 | 100.5 | 27.5 | 24.56 | 121.83 | 56.48 | 56.94 | 8532518 | 8.22 | 92.5 | 9.6
877 | Perth | Autumn | 320 | Semi-Arid | 6.296 | 104.53 | 26.03 | 13.68 | 121.15 | 53.36 | 24.08 | 5465309 | 5.81 | 94.4 | 9.9
878 | Madrid | Spring | 105 | Semi-Arid | 5.954 | 48.89 | 29.36 | 13.6 | 56.8 | 26.42 | 12.16 | 2726758 | 6.07 | 89 | 11.8
879 | London | Summer | 184 | Temperate/Cloudy | 2.163 | 122.31 | 17.69 | 39.59 | 131.2 | 67.89 | 91.06 | 12232072 | 10.01 | 88.3 | 11.7
880 | Bangkok | Autumn | 330 | Temperate/Cloudy | 3.332 | 45.37 | 33.84 | 16.95 | 51.29 | 26.11 | 19.78 | 3372911 | 8.25 | 94.5 | 11.9
881 | New Delhi | Spring | 148 | Temperate/Cloudy | 3.386 | 73 | 12.14 | 39.53 | 81.64 | 36.42 | 35.8 | 5421948 | 7.21 | 92.4 | 11.9
882 | Mumbai | Spring | 105 | Semi-Arid | 6.031 | 172.46 | 21.42 | 14.26 | 199.91 | 86.92 | 42.06 | 9150322 | 5.81 | 93.5 | 9.7
883 | Chennai | Winter | 47 | Temperate/Cloudy | 2.118 | 49.34 | 33.03 | 19.48 | 58.19 | 27.98 | 36.24 | 4928666 | 10.35 | 90.9 | 12.4
884 | Jaipur | Winter | 87 | Temperate/Cloudy | 2.625 | 23.52 | 11.31 | 25.95 | 25.07 | 11.1 | 13 | 1834980 | 8.67 | 92.4 | 9.7
885 | Kochi | Autumn | 309 | Desert/Arid | 6.799 | 23.11 | 8.85 | 47.44 | 24.12 | 12.63 | 5.44 | 1270928 | 5.54 | 93.3 | 11.3
886 | Jodhpur | Spring | 129 | Temperate/Cloudy | 3.071 | 188.75 | 35.93 | 46.93 | 227.18 | 131.77 | 117.01 | 18523504 | 8.31 | 88.3 | 13.6
887 | Ahmedabad | Summer | 258 | Semi-Arid | 5.916 | 106.31 | 17 | 14.31 | 116.83 | 48.62 | 25.13 | 5258417 | 5.7 | 94.1 | 10.9
888 | Bangalore | Autumn | 314 | Temperate/Cloudy | 3.429 | 87.79 | 28.94 | 21.12 | 99.48 | 52.64 | 39.05 | 6727728 | 8.1 | 92.8 | 8.9
889 | Leh | Spring | 147 | Temperate/Cloudy | 2.597 | 164.07 | 5.89 | 11.72 | 166.04 | 66.45 | 80.26 | 11197864 | 8.66 | 92.2 | 10.5
890 | Hyderabad | Winter | 72 | Temperate/Cloudy | 3.459 | 168.81 | 29.15 | 27.95 | 197.1 | 97.33 | 79.84 | 13106612 | 7.65 | 89.6 | 13.2
891 | Riyadh | Spring | 140 | Semi-Arid | 6.334 | 73.12 | 16.06 | 25.73 | 84 | 36.01 | 18.26 | 3863824 | 5.38 | 94.7 | 10.3
892 | Dubai | Winter | 27 | Desert/Arid | 7.134 | 141.79 | 6.95 | 45.53 | 157.12 | 73.28 | 34.43 | 7624445 | 5 | 91.2 | 12.2
893 | Cairo | Winter | 29 | Desert/Arid | 6.981 | 156.51 | 26.34 | 46.85 | 186.25 | 104.19 | 42.1 | 10241826 | 5.62 | 87.6 | 10.3
894 | Lagos | Summer | 271 | Subtropical | 4.383 | 134.38 | 13.43 | 22.26 | 147.07 | 61.2 | 45.54 | 7833974 | 6.33 | 91.5 | 10.5
895 | Nairobi | Spring | 174 | Semi-Arid | 6.009 | 38.8 | 18.54 | 27.13 | 44.05 | 18.89 | 10.36 | 2095120 | 5.42 | 89.4 | 10.8
896 | Phoenix | Summer | 253 | Temperate/Cloudy | 3.23 | 176.42 | 7.82 | 45.33 | 191.98 | 92.67 | 92.81 | 13946092 | 7.5 | 92.2 | 12.7
897 | Perth | Winter | 60 | Subtropical | 3.759 | 112.43 | 10.15 | 41.3 | 122 | 59.91 | 49.47 | 8096029 | 7.02 | 89.9 | 10.7
898 | Madrid | Spring | 107 | Desert/Arid | 7.378 | 63.67 | 15.43 | 5.16 | 69.92 | 28.68 | 10.89 | 2758190 | 5.53 | 93.2 | 8.8
899 | London | Summer | 220 | Temperate/Cloudy | 2.078 | 90.79 | 8.14 | 19.4 | 95.7 | 41.86 | 60.34 | 7908482 | 10.16 | 94.3 | 13
900 | Bangkok | Summer | 259 | Temperate/Cloudy | 2.513 | 17.14 | 36.88 | 23.98 | 19.95 | 10.24 | 10.59 | 1570262 | 9.51 | 87.4 | 11.5
901 | New Delhi | Spring | 146 | Temperate/Cloudy | 3.247 | 34.29 | 5.21 | 15.34 | 37.23 | 13.81 | 14.56 | 2141992 | 7.3 | 93.1 | 11.3
902 | Mumbai | Winter | 52 | Temperate/Cloudy | 2.159 | 155.45 | 21.94 | 13.98 | 164.94 | 79.63 | 97.62 | 13544773 | 10.36 | 92.5 | 9.1
903 | Chennai | Winter | 60 | Temperate/Cloudy | 3.089 | 10 | 9.31 | 6.7 | 10.96 | 4.55 | 3.85 | 622986 | 8.44 | 93.3 | 10.9
904 | Jaipur | Winter | 34 | Semi-Arid | 5.498 | 89.15 | 15.77 | 33.95 | 100.72 | 48.41 | 26.25 | 5343030 | 5.97 | 89.7 | 11
905 | Kochi | Spring | 96 | Subtropical | 4.529 | 109.28 | 37.41 | 16.81 | 127.07 | 67.2 | 36.61 | 7431850 | 7.22 | 90 | 10
906 | Jodhpur | Winter | 89 | Desert/Arid | 7.356 | 20.38 | 10.66 | 7.36 | 21.56 | 8.31 | 3.66 | 843268 | 5.05 | 94.3 | 11.2
907 | Ahmedabad | Autumn | 316 | Desert/Arid | 6.905 | 194.88 | 38.8 | 15.39 | 230.64 | 119.85 | 43.01 | 11307904 | 6.14 | 89.5 | 9.3
908 | Bangalore | Summer | 231 | Subtropical | 4.051 | 52.96 | 12.2 | 41.09 | 59.91 | 26.93 | 23.02 | 3707617 | 6.41 | 90.6 | 10
909 | Leh | Autumn | 275 | Subtropical | 3.557 | 67.8 | 30.95 | 43.32 | 82.86 | 45.89 | 36.13 | 6047387 | 7.58 | 88 | 12.4
910 | Hyderabad | Summer | 246 | Subtropical | 4.278 | 67.75 | 24.13 | 26.74 | 78.45 | 36.41 | 25.7 | 4538982 | 6.65 | 90.1 | 10.3
911 | Riyadh | Spring | 111 | Semi-Arid | 5.542 | 53.78 | 35.96 | 23.72 | 65.46 | 32.17 | 16.04 | 3427964 | 6.22 | 91.2 | 10.4
912 | Dubai | Summer | 234 | Subtropical | 3.608 | 10.28 | 24.39 | 49 | 12.04 | 6.08 | 5.22 | 839059 | 7.18 | 87.9 | 11.3
913 | Cairo | Autumn | 278 | Semi-Arid | 5.745 | 148.58 | 23.71 | 14.03 | 175.05 | 77.47 | 38.84 | 8273672 | 5.98 | 94.9 | 10.1
914 | Lagos | Spring | 166 | Subtropical | 4.456 | 193.7 | 11.84 | 14.69 | 214.73 | 88.55 | 62.07 | 11001085 | 6.41 | 92.7 | 11.4
915 | Nairobi | Spring | 128 | Semi-Arid | 5.312 | 52.62 | 10.82 | 18.13 | 55.62 | 25.81 | 13.93 | 2842955 | 6.19 | 94.7 | 10.7
916 | Phoenix | Summer | 237 | Subtropical | 4.617 | 135.98 | 37.08 | 12.77 | 164.41 | 82.3 | 45.11 | 9125710 | 7.06 | 90.3 | 9.5
917 | Perth | Autumn | 291 | Subtropical | 3.767 | 150.96 | 16.47 | 22.07 | 169.72 | 73.46 | 60.65 | 9926364 | 7 | 90.4 | 10.2
918 | Madrid | Spring | 107 | Desert/Arid | 7.691 | 171.2 | 18.02 | 45.99 | 193.97 | 101.93 | 39.98 | 9914243 | 5.2 | 86.2 | 10.5
919 | London | Spring | 128 | Desert/Arid | 6.582 | 90.3 | 31.59 | 32.69 | 106.27 | 53.32 | 23.13 | 5379797 | 5.7 | 89.2 | 10.6
920 | Bangkok | Summer | 195 | Temperate/Cloudy | 2.841 | 67.56 | 16.86 | 23.54 | 77.2 | 33.39 | 36.73 | 5312303 | 8.21 | 91.3 | 11
921 | New Delhi | Autumn | 339 | Desert/Arid | 7.211 | 71.81 | 38.32 | 47.05 | 88.91 | 49.9 | 19.68 | 4862945 | 5.52 | 88.5 | 11.5
922 | Mumbai | Spring | 143 | Subtropical | 4.925 | 145.4 | 30.83 | 7.18 | 168.13 | 75.17 | 41.4 | 8352414 | 6.6 | 94.1 | 8.2
923 | Chennai | Spring | 111 | Desert/Arid | 7.367 | 165.19 | 25.91 | 14.46 | 194.59 | 91.56 | 34 | 8738520 | 5.62 | 93.5 | 11.7
924 | Jaipur | Winter | 90 | Desert/Arid | 6.799 | 44.51 | 35.83 | 30.46 | 56.95 | 30.17 | 11.61 | 2914960 | 5.95 | 92.4 | 10.7
925 | Kochi | Summer | 251 | Subtropical | 4.551 | 80.48 | 6.74 | 32.7 | 84.9 | 38.04 | 27.09 | 4763102 | 6.23 | 89.6 | 9.9
926 | Jodhpur | Autumn | 280 | Temperate/Cloudy | 2.135 | 181.37 | 14 | 6.78 | 193.16 | 78.52 | 110.82 | 14627995 | 9.96 | 93.7 | 11.6
927 | Ahmedabad | Autumn | 333 | Subtropical | 3.612 | 163.27 | 21.28 | 23.14 | 184.23 | 86.41 | 68.81 | 11455072 | 7.43 | 89.6 | 8.9
928 | Bangalore | Summer | 224 | Semi-Arid | 5.25 | 197.12 | 12.94 | 34.21 | 217.74 | 99.71 | 60 | 11523330 | 5.9 | 91.8 | 9.2
929 | Leh | Spring | 101 | Semi-Arid | 5.801 | 153.31 | 31.04 | 36.41 | 184.08 | 96.26 | 46.81 | 10153702 | 6.03 | 93.4 | 12.8
930 | Hyderabad | Spring | 132 | Subtropical | 3.547 | 84.71 | 37.17 | 33.72 | 101.63 | 52.72 | 41.42 | 6939811 | 7.61 | 87.4 | 11.4
931 | Riyadh | Winter | 13 | Temperate/Cloudy | 2.836 | 122.22 | 19.83 | 19.43 | 131.59 | 63.54 | 61.4 | 9366924 | 8.67 | 93.4 | 9.9
932 | Dubai | Spring | 98 | Desert/Arid | 7.01 | 135.59 | 16.97 | 9.21 | 154.7 | 68.8 | 27.47 | 6734179 | 5.64 | 95.3 | 10.6
933 | Cairo | Spring | 120 | Desert/Arid | 7.906 | 24.91 | 38.65 | 24.22 | 30.55 | 14.7 | 5.2 | 1380372 | 5.41 | 88.9 | 10.9
934 | Lagos | Autumn | 293 | Semi-Arid | 5.154 | 113.45 | 20.57 | 10.79 | 124.14 | 53.32 | 30.21 | 5998306 | 6.21 | 93.8 | 10.7
935 | Nairobi | Autumn | 304 | Temperate/Cloudy | 3.03 | 144.77 | 22.12 | 47.64 | 170.18 | 86.3 | 88.97 | 13209319 | 7.9 | 88.4 | 11.6
936 | Phoenix | Summer | 199 | Subtropical | 3.634 | 41.79 | 17.31 | 26.38 | 48.77 | 22.15 | 18.74 | 3032576 | 7.18 | 91.3 | 10.7
937 | Perth | Winter | 1 | Temperate/Cloudy | 2.11 | 158.32 | 36.83 | 19.28 | 185.09 | 98.85 | 115.87 | 16349953 | 10.78 | 90.4 | 11.3
938 | Madrid | Winter | 60 | Desert/Arid | 7.486 | 120.92 | 24.91 | 39.48 | 141.61 | 74.22 | 28.22 | 7141159 | 5.45 | 89.4 | 10.9
939 | London | Summer | 250 | Temperate/Cloudy | 2.707 | 190.92 | 31.68 | 27.41 | 217.35 | 108.28 | 111.09 | 16526462 | 8.86 | 93 | 9.9
940 | Bangkok | Spring | 140 | Semi-Arid | 5.459 | 18.06 | 33.41 | 18.95 | 21.18 | 10.35 | 5.02 | 1090597 | 6.41 | 91.3 | 9.8
941 | New Delhi | Spring | 149 | Subtropical | 3.644 | 60.41 | 16.96 | 41.54 | 69.38 | 32.72 | 28.74 | 4572086 | 7.04 | 88.8 | 12.4
942 | Mumbai | Winter | 44 | Semi-Arid | 5.325 | 124.3 | 20.18 | 44.02 | 138.59 | 72.46 | 40.11 | 8068990 | 6.09 | 89.7 | 11.7
943 | Chennai | Summer | 186 | Semi-Arid | 5.909 | 66.35 | 34.7 | 35.29 | 79.58 | 42.46 | 19.39 | 4368890 | 6.15 | 85.5 | 12.5
944 | Jaipur | Spring | 108 | Desert/Arid | 6.978 | 145.74 | 17.71 | 7.11 | 162.2 | 64.12 | 28.45 | 6524952 | 5.3 | 91.8 | 10.8
945 | Kochi | Winter | 44 | Temperate/Cloudy | 3.239 | 154.21 | 32.79 | 30.48 | 186.16 | 93.59 | 81.37 | 13004653 | 7.95 | 92.8 | 10.9
946 | Jodhpur | Winter | 78 | Temperate/Cloudy | 2.066 | 29.48 | 37.93 | 39.35 | 35.12 | 20.06 | 25.57 | 3497575 | 10.67 | 88.9 | 10.9
947 | Ahmedabad | Summer | 226 | Temperate/Cloudy | 2.821 | 107.63 | 26.81 | 11.14 | 123.44 | 55.55 | 54.7 | 8278242 | 8.64 | 91.6 | 12
948 | Bangalore | Spring | 162 | Desert/Arid | 7.4 | 106.69 | 30.96 | 15.29 | 125.57 | 59.65 | 21.58 | 5643179 | 5.69 | 92.3 | 10.4
949 | Leh | Autumn | 281 | Desert/Arid | 7.243 | 80.16 | 33.18 | 44.71 | 97.33 | 55.44 | 20.98 | 5325533 | 5.65 | 90.3 | 10
950 | Hyderabad | Summer | 253 | Semi-Arid | 5.584 | 187.26 | 34.58 | 5.91 | 224.04 | 111.7 | 48.54 | 11277554 | 6.7 | 95.3 | 11
951 | Riyadh | Spring | 132 | Semi-Arid | 5.603 | 167.23 | 18.83 | 38.87 | 186.9 | 86.82 | 50.18 | 9853385 | 5.65 | 89.3 | 10.9
952 | Dubai | Spring | 144 | Semi-Arid | 5.99 | 142.47 | 6.79 | 26.32 | 153.23 | 66.01 | 34.94 | 7210988 | 5.55 | 91.2 | 11.1
953 | Cairo | Summer | 266 | Temperate/Cloudy | 3.052 | 145.72 | 19.07 | 25.1 | 157.9 | 85.03 | 70.26 | 11494804 | 8.64 | 91.1 | 11.6
954 | Lagos | Spring | 109 | Desert/Arid | 7.486 | 97.73 | 28.58 | 5.32 | 106.31 | 51.96 | 16.82 | 4742875 | 6.07 | 95.1 | 9.9
955 | Nairobi | Summer | 194 | Subtropical | 4.513 | 184.99 | 20.76 | 41.87 | 216.77 | 107.63 | 73.4 | 13192914 | 6.42 | 89.9 | 10.8
956 | Phoenix | Winter | 35 | Subtropical | 4.299 | 141.97 | 31.21 | 21.19 | 166.12 | 86.22 | 51.58 | 9937889 | 7.22 | 95.7 | 10.1
957 | Perth | Autumn | 275 | Semi-Arid | 5.114 | 148.51 | 17.49 | 29.33 | 163.77 | 79.11 | 45.16 | 8929108 | 6.23 | 90.9 | 12.2
958 | Madrid | Summer | 187 | Temperate/Cloudy | 2.282 | 173.72 | 27.22 | 35.48 | 197.75 | 106.53 | 126.55 | 17766798 | 9.92 | 93.6 | 10.7
959 | London | Summer | 243 | Temperate/Cloudy | 2.998 | 62.07 | 11.52 | 36.62 | 69.7 | 31.76 | 34.09 | 4978982 | 7.85 | 89 | 11.3
960 | Bangkok | Summer | 264 | Semi-Arid | 6.428 | 163.34 | 31.23 | 48.02 | 189.64 | 107.85 | 47.48 | 10942403 | 5.78 | 85.9 | 10.3
961 | New Delhi | Winter | 10 | Temperate/Cloudy | 2.497 | 47.1 | 24.1 | 28.91 | 55.42 | 26.94 | 31.39 | 4439450 | 9.13 | 90.7 | 11.7
962 | Mumbai | Spring | 166 | Semi-Arid | 5.619 | 75.61 | 12.14 | 22.99 | 82.97 | 37.69 | 20.22 | 4140889 | 5.87 | 94.4 | 11
963 | Chennai | Winter | 29 | Temperate/Cloudy | 3.472 | 73.77 | 15.22 | 47.92 | 80.12 | 41.25 | 36.84 | 5817092 | 7.33 | 88.5 | 10.3
964 | Jaipur | Summer | 271 | Subtropical | 4.336 | 195.92 | 31.2 | 33.89 | 233.26 | 118.99 | 78.15 | 14323554 | 6.81 | 88.8 | 13
965 | Kochi | Winter | 87 | Subtropical | 3.732 | 172.74 | 21.89 | 18.42 | 207.7 | 83.51 | 72.86 | 11626180 | 6.89 | 94.1 | 10.9
966 | Jodhpur | Winter | 23 | Subtropical | 4.134 | 143.22 | 12.56 | 10.69 | 158.37 | 63.2 | 47.99 | 8174006 | 6.64 | 94.7 | 9.9
967 | Ahmedabad | Summer | 210 | Semi-Arid | 6.314 | 148.14 | 38.85 | 42.91 | 179.33 | 104.13 | 43.57 | 10366465 | 6.07 | 87.2 | 11.3
968 | Bangalore | Winter | 46 | Subtropical | 3.783 | 116.79 | 30.03 | 21.3 | 138.48 | 68.21 | 48.68 | 8549915 | 7.48 | 89.7 | 10.7
969 | Leh | Winter | 28 | Semi-Arid | 5.398 | 189.95 | 38.5 | 34.72 | 224.07 | 121.38 | 60.18 | 12904265 | 6.4 | 91.3 | 12.4
970 | Hyderabad | Winter | 26 | Subtropical | 4.856 | 104.29 | 19.95 | 26.19 | 112.93 | 51.62 | 32.2 | 6065052 | 6.25 | 88.1 | 12.1
971 | Riyadh | Summer | 266 | Semi-Arid | 5.982 | 82.3 | 21.63 | 13.95 | 91.65 | 41.57 | 19.63 | 4333787 | 5.95 | 94.7 | 11
972 | Dubai | Spring | 175 | Desert/Arid | 7.621 | 40.98 | 36.43 | 32.08 | 50.21 | 26.99 | 9.38 | 2519807 | 5.68 | 91.4 | 12.6
973 | Cairo | Winter | 4 | Semi-Arid | 6.395 | 159.38 | 23.38 | 7.73 | 181.66 | 78.2 | 34.84 | 7970222 | 5.76 | 88.5 | 10.1
974 | Lagos | Autumn | 311 | Temperate/Cloudy | 3.29 | 149.54 | 29.75 | 23.6 | 178.07 | 82.37 | 72.94 | 11561348 | 7.77 | 91.2 | 11.7
975 | Nairobi | Autumn | 322 | Temperate/Cloudy | 2.187 | 83.03 | 13.83 | 29.6 | 92.56 | 41.28 | 59.58 | 7805549 | 9.65 | 87.4 | 11.8
976 | Phoenix | Winter | 67 | Subtropical | 3.574 | 14.79 | 20.64 | 24.62 | 15.92 | 7.97 | 6 | 1026270 | 7.71 | 89.1 | 10.9
977 | Perth | Spring | 135 | Semi-Arid | 5.57 | 169.41 | 9.32 | 38.69 | 184.4 | 90.54 | 49.84 | 10058042 | 5.84 | 89.7 | 10.8
978 | Madrid | Winter | 55 | Temperate/Cloudy | 2.309 | 12.17 | 12.21 | 42.26 | 13.84 | 6.45 | 9.21 | 1210936 | 9.18 | 87.6 | 12.2
979 | London | Winter | 31 | Subtropical | 4.978 | 143.7 | 5.03 | 39.71 | 155.87 | 73.28 | 47.41 | 8758378 | 5.98 | 95.2 | 11.3
980 | Bangkok | Winter | 74 | Semi-Arid | 5.581 | 194.35 | 6.37 | 6.75 | 202.6 | 82.18 | 44.39 | 9055250 | 5.89 | 95.7 | 9
981 | New Delhi | Winter | 19 | Subtropical | 4.005 | 93.16 | 39.2 | 13.74 | 112.32 | 54.08 | 35.81 | 6535402 | 7.34 | 94.4 | 12.4
982 | Mumbai | Spring | 156 | Desert/Arid | 6.625 | 54.64 | 13.48 | 29.15 | 60.5 | 29 | 13.09 | 2970542 | 5.52 | 91.1 | 12
983 | Chennai | Autumn | 337 | Temperate/Cloudy | 2.64 | 143.93 | 28.22 | 47.07 | 162.88 | 92.53 | 97.56 | 14352232 | 8.98 | 88.9 | 10.8
984 | Jaipur | Spring | 156 | Temperate/Cloudy | 2.451 | 165.25 | 34.37 | 42.57 | 206.29 | 104.79 | 129.19 | 17887808 | 9.1 | 92.2 | 10
985 | Kochi | Spring | 147 | Semi-Arid | 6.369 | 113.82 | 24.27 | 42.91 | 132.38 | 72.72 | 31.95 | 7372512 | 5.84 | 90.4 | 12.1
986 | Jodhpur | Winter | 87 | Subtropical | 4.973 | 193.74 | 10.36 | 18.64 | 211.42 | 88.47 | 55.91 | 10457908 | 6.06 | 93.8 | 11.1
987 | Ahmedabad | Winter | 20 | Semi-Arid | 6.13 | 19.82 | 30.48 | 24.33 | 21.82 | 10.84 | 5.26 | 1142434 | 5.71 | 89.2 | 11.8
988 | Bangalore | Summer | 269 | Subtropical | 4.609 | 105.91 | 26.01 | 26.18 | 127.3 | 58.49 | 38.28 | 7029011 | 6.42 | 89.2 | 11.7
989 | Leh | Autumn | 333 | Temperate/Cloudy | 3.478 | 146.51 | 30.59 | 12.08 | 164.01 | 78.09 | 59.36 | 10105360 | 7.89 | 92.8 | 11.9
990 | Hyderabad | Winter | 43 | Desert/Arid | 6.915 | 173.9 | 31.94 | 6.4 | 213.68 | 92.16 | 37.83 | 9110909 | 5.61 | 93.5 | 11.5
991 | Riyadh | Autumn | 306 | Desert/Arid | 6.796 | 44.06 | 39.14 | 47.61 | 57.58 | 30.39 | 13.18 | 3065975 | 5.52 | 86.3 | 10.8
992 | Dubai | Winter | 28 | Semi-Arid | 6.168 | 162 | 25.07 | 15.83 | 177.27 | 85.39 | 37.12 | 8622373 | 6.07 | 92.9 | 10.1
993 | Cairo | Summer | 260 | Subtropical | 3.633 | 115.01 | 16.96 | 15.8 | 128.96 | 55.39 | 45.6 | 7473186 | 7.27 | 90.1 | 11.3
994 | Lagos | Winter | 22 | Semi-Arid | 5.541 | 85.35 | 27.7 | 8.75 | 94.39 | 44.8 | 21.2 | 4674432 | 6.41 | 92.8 | 13
995 | Nairobi | Spring | 101 | Subtropical | 4.166 | 35.03 | 7.4 | 46.78 | 37.55 | 18.68 | 14.21 | 2418226 | 6.58 | 87.1 | 11.1
996 | Phoenix | Winter | 39 | Temperate/Cloudy | 2.549 | 174.41 | 36.41 | 31.09 | 207.33 | 108.54 | 115.66 | 16942078 | 9.26 | 92.7 | 11.1
997 | Perth | Autumn | 290 | Desert/Arid | 7.504 | 39.88 | 9.18 | 35.02 | 43.81 | 20.82 | 8.74 | 2075186 | 5.1 | 90.4 | 11.9
998 | Madrid | Autumn | 353 | Temperate/Cloudy | 2.821 | 68.86 | 16.47 | 46.02 | 78.72 | 37.53 | 43.73 | 6184643 | 8.08 | 88.2 | 10.8
999 | London | Autumn | 300 | Desert/Arid | 7.701 | 65.11 | 33.55 | 20.55 | 74.44 | 39.35 | 12.78 | 3595511 | 5.89 | 89 | 11.9
1000 | Bangkok | Spring | 170 | Subtropical | 4.676 | 175.57 | 25.91 | 32.97 | 206.11 | 108.44 | 63.57 | 12385195 | 6.71 | 87.9 | 11.2
1001 | New Delhi | Autumn | 296 | Temperate/Cloudy | 3.111 | 137.81 | 18.78 | 6.75 | 149.82 | 64.58 | 58.58 | 9186089 | 8.12 | 94.3 | 11.8
1002 | Mumbai | Autumn | 353 | Semi-Arid | 5.251 | 161.37 | 21.57 | 13.4 | 171.07 | 82.3 | 41.49 | 8809466 | 6.52 | 94.6 | 9.6
1003 | Chennai | Spring | 130 | Desert/Arid | 7.238 | 57.59 | 34.91 | 42.41 | 69.28 | 36.94 | 14.73 | 3614033 | 5.46 | 90.8 | 13.2
1004 | Jaipur | Spring | 156 | Semi-Arid | 6.393 | 128.73 | 16.9 | 39.5 | 151.49 | 69.94 | 35.78 | 7531961 | 5.31 | 93 | 10.4
1005 | Kochi | Winter | 74 | Desert/Arid | 6.839 | 118.63 | 35.44 | 20.78 | 139.56 | 75.26 | 27.34 | 7129802 | 6.14 | 94.6 | 11.1
1006 | Jodhpur | Autumn | 342 | Semi-Arid | 5.953 | 168.24 | 8.08 | 21.96 | 169.69 | 79.23 | 37.92 | 8304181 | 5.93 | 94.3 | 10.6
1007 | Ahmedabad | Winter | 90 | Semi-Arid | 6.154 | 182.16 | 32.19 | 29.01 | 220.25 | 112.32 | 50.02 | 11445907 | 5.99 | 89.5 | 10
1008 | Bangalore | Winter | 67 | Desert/Arid | 7.095 | 12.31 | 34.66 | 5.01 | 13.97 | 6.35 | 2.09 | 582632 | 6.33 | 93.1 | 11.5
1009 | Leh | Summer | 236 | Temperate/Cloudy | 3.498 | 138.06 | 11.36 | 15.86 | 148.77 | 61.1 | 54.96 | 8650606 | 7.25 | 88.3 | 10.9
1010 | Hyderabad | Summer | 200 | Subtropical | 4.937 | 19.85 | 20.06 | 14.37 | 21.91 | 10.63 | 5.62 | 1160653 | 6.74 | 93.8 | 11.1
1011 | Riyadh | Autumn | 332 | Temperate/Cloudy | 3.327 | 114.28 | 10.79 | 16.27 | 128.21 | 52.93 | 49.33 | 7644059 | 7.51 | 93.1 | 9.9
1012 | Dubai | Summer | 227 | Desert/Arid | 7.926 | 64.65 | 29.73 | 41.27 | 76.6 | 41.36 | 15.24 | 3937046 | 5.25 | 92.6 | 10.5
1013 | Cairo | Autumn | 348 | Desert/Arid | 7.664 | 68.29 | 23.74 | 17.59 | 74.83 | 36.41 | 12.28 | 3366611 | 5.76 | 90.6 | 10.6
1014 | Lagos | Summer | 233 | Temperate/Cloudy | 2.237 | 77.06 | 27.24 | 13.62 | 86.84 | 40.51 | 49.37 | 6865093 | 10.02 | 93.3 | 11.2
1015 | Nairobi | Summer | 266 | Semi-Arid | 6.233 | 128.05 | 11.88 | 27.69 | 134.65 | 63.96 | 30.27 | 6673867 | 5.7 | 89.6 | 11.3
1016 | Phoenix | Winter | 86 | Desert/Arid | 7.551 | 73.47 | 12.41 | 43.95 | 81.2 | 37.52 | 16.53 | 3807821 | 4.92 | 89.8 | 10.8
1017 | Perth | Spring | 102 | Temperate/Cloudy | 3.083 | 149.21 | 6.45 | 15.86 | 164.39 | 59.36 | 69 | 9767520 | 7.4 | 89.8 | 10.7
1018 | Madrid | Summer | 214 | Semi-Arid | 5.408 | 86.86 | 16.27 | 8.53 | 97.43 | 38.97 | 22.02 | 4378777 | 5.93 | 96 | 10.7
1019 | London | Spring | 108 | Desert/Arid | 7.493 | 22.99 | 24.59 | 21.04 | 27.58 | 12.6 | 4.96 | 1227106 | 5.32 | 93.8 | 10.8
1020 | Bangkok | Spring | 165 | Temperate/Cloudy | 2.204 | 158.91 | 35.03 | 38.64 | 194.78 | 98.44 | 131.38 | 17679077 | 9.84 | 88.4 | 11.3
1021 | New Delhi | Spring | 91 | Semi-Arid | 6.185 | 64.29 | 28.34 | 29.78 | 75.36 | 38.05 | 17.52 | 3927697 | 5.84 | 91.1 | 12.9
1022 | Mumbai | Summer | 192 | Subtropical | 3.784 | 92.23 | 20.24 | 41.76 | 102.91 | 51.49 | 41.56 | 6874552 | 7.04 | 89.9 | 11.6
1023 | Chennai | Autumn | 335 | Desert/Arid | 7.546 | 140.23 | 38.36 | 48.18 | 175.08 | 95.18 | 36.72 | 9204199 | 5.35 | 87 | 13.2
1024 | Jaipur | Winter | 86 | Desert/Arid | 7.826 | 73.17 | 30.17 | 40.67 | 86.87 | 47.98 | 17.03 | 4510481 | 5.45 | 89.7 | 11
1025 | Kochi | Summer | 222 | Desert/Arid | 7.666 | 20.75 | 37.56 | 32.17 | 25.68 | 13.43 | 5.22 | 1302109 | 5.24 | 89 | 11.1
1026 | Jodhpur | Autumn | 363 | Subtropical | 4.845 | 81.04 | 23.47 | 27.2 | 89.8 | 43.53 | 25.52 | 4971817 | 6.48 | 93.1 | 10.2
1027 | Ahmedabad | Spring | 101 | Desert/Arid | 7.172 | 189.45 | 14.06 | 6.8 | 203.38 | 85.27 | 34.65 | 8399034 | 5.45 | 93.2 | 11
1028 | Bangalore | Summer | 226 | Desert/Arid | 7.067 | 131.93 | 6.85 | 49.29 | 137.81 | 65.48 | 31.3 | 6859608 | 5 | 94.5 | 10.2
1029 | Leh | Autumn | 364 | Subtropical | 3.915 | 137.58 | 30.41 | 22.26 | 161.98 | 80.79 | 55.47 | 9935629 | 7.37 | 91.1 | 10.4
1030 | Hyderabad | Winter | 60 | Desert/Arid | 6.973 | 130.13 | 9.25 | 11.85 | 140.11 | 59.36 | 25.14 | 5935910 | 5.46 | 93.6 | 8.7
1031 | Riyadh | Summer | 250 | Temperate/Cloudy | 2.222 | 47.81 | 15.6 | 35 | 50.99 | 26.15 | 33.27 | 4553917 | 9.93 | 91.8 | 12.3
1032 | Dubai | Winter | 48 | Semi-Arid | 5.578 | 89.48 | 23.64 | 17.79 | 97.52 | 51.27 | 22.74 | 5216576 | 6.63 | 93.7 | 10.2
1033 | Cairo | Spring | 117 | Temperate/Cloudy | 3.38 | 152.68 | 24.75 | 31.36 | 170.14 | 81.71 | 71.68 | 11409695 | 7.59 | 90.8 | 12.4
1034 | Lagos | Summer | 227 | Temperate/Cloudy | 2.723 | 29.26 | 26.02 | 31.4 | 33.76 | 17.08 | 17.55 | 2609208 | 8.8 | 91.6 | 10.7
1035 | Nairobi | Autumn | 362 | Temperate/Cloudy | 2.462 | 62.79 | 10.82 | 25.06 | 65.2 | 28.43 | 36.39 | 4970120 | 8.94 | 92.3 | 11.4
1036 | Phoenix | Winter | 33 | Semi-Arid | 6.178 | 62.5 | 18.29 | 42.63 | 73.69 | 35.41 | 18.53 | 3849611 | 5.42 | 88.3 | 11.2
1037 | Perth | Winter | 44 | Subtropical | 4.039 | 92.08 | 26.6 | 16.92 | 106.41 | 50.07 | 33.89 | 6115040 | 7.2 | 89.9 | 11.4
1038 | Madrid | Spring | 165 | Semi-Arid | 6.349 | 196.27 | 38.94 | 25.19 | 241.17 | 133.53 | 51.99 | 12954236 | 6.33 | 91.9 | 9.8
1039 | London | Autumn | 345 | Temperate/Cloudy | 2.392 | 22.83 | 30.47 | 29.2 | 25.78 | 13.65 | 15.44 | 2208788 | 9.64 | 93.6 | 11.8
1040 | Bangkok | Autumn | 292 | Subtropical | 3.892 | 108.55 | 37.29 | 34.86 | 136.28 | 70.68 | 51.19 | 8924798 | 7.22 | 86.4 | 11
1041 | New Delhi | Autumn | 337 | Semi-Arid | 5.237 | 44.08 | 31.68 | 40.28 | 53.66 | 28.96 | 15.6 | 3187296 | 6.29 | 86.5 | 12.3
1042 | Mumbai | Autumn | 344 | Desert/Arid | 6.744 | 194.43 | 25.71 | 22.77 | 218.87 | 107.73 | 43.92 | 10623841 | 5.78 | 88.5 | 9.7
1043 | Chennai | Autumn | 287 | Subtropical | 3.913 | 31.53 | 11.72 | 34.07 | 33.09 | 17.23 | 12.22 | 2153029 | 7.26 | 92.6 | 10
1044 | Jaipur | Autumn | 364 | Semi-Arid | 5.755 | 86.68 | 28.33 | 11.78 | 98.92 | 47.87 | 21.67 | 4908901 | 6.34 | 94.1 | 11
1045 | Kochi | Summer | 225 | Desert/Arid | 7.316 | 150.2 | 26.82 | 46.97 | 175.71 | 96.97 | 38 | 9428790 | 5.47 | 87 | 11.1
1046 | Jodhpur | Autumn | 286 | Semi-Arid | 5.695 | 143.87 | 26.09 | 22.24 | 163.21 | 74.58 | 38.8 | 8088108 | 5.9 | 95.9 | 10.9
1047 | Ahmedabad | Summer | 204 | Temperate/Cloudy | 3.398 | 90.32 | 22.14 | 37.83 | 101.91 | 55.76 | 44.53 | 7403021 | 7.89 | 89.3 | 11.3
1048 | Bangalore | Spring | 172 | Temperate/Cloudy | 2.146 | 75.84 | 23.5 | 5.92 | 86.1 | 36.61 | 48.61 | 6553000 | 10.12 | 96.1 | 12.2
1049 | Leh | Winter | 12 | Desert/Arid | 7.221 | 85.55 | 16.71 | 14.23 | 86.87 | 41.19 | 15.6 | 3957786 | 5.66 | 94.4 | 11.1
1050 | Hyderabad | Autumn | 307 | Temperate/Cloudy | 2.128 | 60.21 | 23.18 | 26.92 | 71.22 | 32.5 | 46.18 | 6081785 | 9.98 | 89.2 | 10.6
1051 | Riyadh | Spring | 121 | Desert/Arid | 7.248 | 49.01 | 11.91 | 44.52 | 55.87 | 25.47 | 12.01 | 2653804 | 4.91 | 89.1 | 10.7
1052 | Dubai | Summer | 244 | Semi-Arid | 5.174 | 101.78 | 33.18 | 28.73 | 121.65 | 59.94 | 32.91 | 6651238 | 6.3 | 88.7 | 12.3
1053 | Cairo | Spring | 152 | Desert/Arid | 7.634 | 61.02 | 11.5 | 46.84 | 67.52 | 33.35 | 14 | 3324090 | 5.01 | 87.1 | 9.8
1054 | Lagos | Spring | 152 | Desert/Arid | 6.793 | 64.62 | 7.97 | 26.77 | 71.19 | 27.75 | 14.45 | 3010602 | 4.94 | 91.4 | 11.4
1055 | Nairobi | Summer | 188 | Desert/Arid | 7.988 | 134.78 | 20.27 | 27.07 | 151.68 | 71.76 | 26.26 | 6814954 | 5.24 | 88.9 | 10
1056 | Phoenix | Winter | 13 | Subtropical | 4.104 | 194.02 | 28.04 | 10.39 | 219.61 | 107.58 | 66.68 | 12602705 | 7.42 | 92.2 | 11.9
1057 | Perth | Spring | 91 | Desert/Arid | 6.603 | 124.69 | 20.32 | 41.12 | 147.07 | 73.51 | 33.9 | 7592634 | 5.47 | 93.7 | 10.2
1058 | Madrid | Summer | 200 | Subtropical | 4.412 | 24.63 | 14.69 | 16.11 | 28.31 | 11.93 | 8.56 | 1499392 | 6.4 | 94 | 11.1
1059 | London | Winter | 74 | Subtropical | 4.879 | 24.36 | 24.54 | 45.48 | 27.82 | 14.48 | 9.1 | 1707216 | 6.2 | 88.1 | 11.2
1060 | Bangkok | Summer | 256 | Semi-Arid | 5.765 | 190.77 | 17.15 | 45.99 | 219.26 | 103.27 | 59.5 | 11703930 | 5.5 | 88.3 | 9.8
1061 | New Delhi | Autumn | 276 | Desert/Arid | 7.242 | 66.49 | 37.65 | 47.45 | 80.01 | 47.26 | 17.48 | 4504433 | 5.73 | 87.6 | 11.9
1062 | Mumbai | Autumn | 328 | Desert/Arid | 7.905 | 27.49 | 37.29 | 28.41 | 33.61 | 17.2 | 5.8 | 1590288 | 5.59 | 94.4 | 9.8
1063 | Chennai | Autumn | 329 | Desert/Arid | 6.61 | 123.82 | 22.58 | 35.47 | 139.32 | 70.81 | 30.54 | 7129004 | 5.69 | 88.1 | 12
1064 | Jaipur | Winter | 71 | Subtropical | 4.507 | 128.49 | 16.48 | 40.03 | 149.32 | 70.51 | 50.15 | 8823234 | 6.29 | 90.2 | 10
1065 | Kochi | Winter | 78 | Subtropical | 4.528 | 133.22 | 30.8 | 10.9 | 153.26 | 75.05 | 42.41 | 8433088 | 7.08 | 93.3 | 10.9
1066 | Jodhpur | Autumn | 284 | Semi-Arid | 6.425 | 60.81 | 6.28 | 32.04 | 65.02 | 31.08 | 15.02 | 3270187 | 5.46 | 93.9 | 10.6
1067 | Ahmedabad | Spring | 130 | Temperate/Cloudy | 3.433 | 12.87 | 21.62 | 6.54 | 14.86 | 6.65 | 5.2 | 873222 | 7.88 | 92.6 | 10.1
1068 | Bangalore | Winter | 43 | Temperate/Cloudy | 2.663 | 193.35 | 16.77 | 27.39 | 210.53 | 91.32 | 109.55 | 15323448 | 8.47 | 89.5 | 12.4
1069 | Leh | Winter | 8 | Subtropical | 4.128 | 57.67 | 37.22 | 11.97 | 69.48 | 33.57 | 21.02 | 3951217 | 7.34 | 92.5 | 10.8
1070 | Hyderabad | Winter | 13 | Subtropical | 3.723 | 138.44 | 5.42 | 13.23 | 141.44 | 53.98 | 48.17 | 7608871 | 6.84 | 96 | 10
1071 | Riyadh | Summer | 213 | Subtropical | 3.778 | 144.26 | 24.35 | 21.43 | 169.36 | 81.17 | 60.13 | 10366667 | 7.35 | 91.1 | 11.2
1072 | Dubai | Spring | 111 | Temperate/Cloudy | 3.402 | 125.9 | 30.92 | 24.46 | 154.38 | 74.11 | 62.06 | 10090492 | 7.7 | 89.3 | 9.6
1073 | Cairo | Autumn | 291 | Temperate/Cloudy | 2.253 | 69.45 | 21.98 | 33.04 | 78.8 | 39.97 | 51.06 | 6978712 | 9.78 | 90.8 | 13.4
1074 | Lagos | Winter | 23 | Temperate/Cloudy | 2.107 | 61.51 | 7.99 | 8.35 | 60.31 | 25.18 | 34.91 | 4636078 | 10.16 | 90.5 | 9.9
1075 | Nairobi | Autumn | 302 | Desert/Arid | 7.926 | 123.56 | 39.04 | 27.67 | 147.53 | 76.78 | 25.99 | 7107626 | 5.56 | 89.8 | 11.6
1076 | Phoenix | Summer | 254 | Subtropical | 4.567 | 174.56 | 23.13 | 13.22 | 208.52 | 86.73 | 57.9 | 10522134 | 6.41 | 94.9 | 10.6
1077 | Perth | Winter | 15 | Subtropical | 4.306 | 189.88 | 26.5 | 30.83 | 217.01 | 104.7 | 71.75 | 12864180 | 6.71 | 92.3 | 12
1078 | Madrid | Spring | 130 | Semi-Arid | 6.078 | 30.12 | 13.28 | 33.68 | 34.81 | 14.82 | 8.65 | 1689324 | 5.18 | 90.7 | 11.1
1079 | London | Winter | 61 | Temperate/Cloudy | 3.31 | 39.42 | 21.92 | 30.05 | 44.15 | 20.7 | 19.07 | 2970055 | 7.58 | 94.2 | 9.9
1080 | Bangkok | Spring | 115 | Desert/Arid | 7.7 | 189.5 | 20.02 | 38.22 | 212.46 | 103.55 | 40.95 | 10101042 | 5.16 | 94 | 8.7
1081 | New Delhi | Autumn | 320 | Desert/Arid | 6.718 | 149.94 | 7.62 | 20.1 | 162.33 | 63.93 | 32.28 | 6847571 | 5.09 | 93.9 | 8.8
1082 | Mumbai | Autumn | 308 | Temperate/Cloudy | 2.536 | 177.77 | 8.72 | 39.43 | 197 | 91.77 | 116.1 | 15924006 | 8.71 | 87.7 | 11
1083 | Chennai | Autumn | 325 | Subtropical | 4.505 | 48.5 | 34.31 | 24.47 | 58.87 | 29.8 | 17.24 | 3383486 | 7.02 | 87.1 | 12.7
1084 | Jaipur | Winter | 67 | Desert/Arid | 7.275 | 121.64 | 13.39 | 26.79 | 133.14 | 61.62 | 25.32 | 6094015 | 5.33 | 94.4 | 8.9
1085 | Kochi | Summer | 249 | Desert/Arid | 7.668 | 143.22 | 11.82 | 34.16 | 161.46 | 76.5 | 30.8 | 7510188 | 5.12 | 91.5 | 12.7
1086 | Jodhpur | Spring | 175 | Subtropical | 4.804 | 139.22 | 22.67 | 5.83 | 158.51 | 68.14 | 40.19 | 7803818 | 6.51 | 96.6 | 11.4
1087 | Ahmedabad | Autumn | 339 | Semi-Arid | 5.68 | 87.55 | 31.91 | 34.43 | 107.27 | 53.08 | 27.99 | 5789246 | 5.87 | 87.3 | 9.9
1088 | Bangalore | Winter | 2 | Temperate/Cloudy | 3.002 | 12.93 | 7.17 | 32.84 | 13.63 | 6.79 | 6.56 | 1000852 | 8.19 | 91 | 9.8
1089 | Leh | Spring | 172 | Desert/Arid | 7.947 | 120.76 | 25.19 | 18.94 | 141.24 | 67.59 | 23.43 | 6305015 | 5.46 | 93.9 | 9.6
1090 | Hyderabad | Autumn | 334 | Temperate/Cloudy | 3.39 | 58.09 | 9.17 | 8.86 | 60.22 | 24.88 | 22.26 | 3512074 | 7.5 | 92.2 | 11.1
1091 | Riyadh | Autumn | 284 | Desert/Arid | 7.656 | 95.55 | 6.28 | 9.09 | 98.87 | 39.33 | 15.93 | 3869435 | 5.11 | 95.8 | 10.4
1092 | Dubai | Winter | 54 | Semi-Arid | 5.898 | 191.94 | 6.85 | 46.55 | 207.88 | 100.53 | 55.82 | 11209825 | 5.49 | 89.8 | 10.9
1093 | Cairo | Winter | 67 | Semi-Arid | 5.646 | 85.82 | 34.2 | 36.02 | 100.73 | 54.48 | 26.38 | 5736797 | 6.21 | 89.7 | 10.5
1094 | Lagos | Spring | 102 | Semi-Arid | 5.076 | 169.56 | 9.13 | 10.72 | 169.97 | 73.38 | 41.7 | 8265852 | 6.29 | 91.1 | 11.1
1095 | Nairobi | Spring | 120 | Temperate/Cloudy | 3.384 | 45.82 | 6.58 | 21.05 | 50.05 | 20.86 | 19.83 | 3046529 | 7.32 | 93.1 | 11.5
1096 | Phoenix | Summer | 191 | Temperate/Cloudy | 3.059 | 137.77 | 20.33 | 31.66 | 153.18 | 73.83 | 72.05 | 10945578 | 8 | 95.2 | 10.4
1097 | Perth | Autumn | 304 | Temperate/Cloudy | 3.323 | 195.63 | 34.54 | 42.6 | 236.01 | 122.58 | 109.38 | 17277977 | 7.66 | 89.8 | 10.4
1098 | Madrid | Winter | 47 | Temperate/Cloudy | 3.119 | 29.36 | 14.18 | 6.96 | 30.85 | 11.92 | 11.88 | 1788797 | 7.78 | 92 | 11.8
1099 | London | Summer | 222 | Desert/Arid | 6.678 | 11.58 | 19.76 | 15.65 | 12.76 | 6.02 | 3.05 | 645708 | 5.11 | 95.2 | 10.3
1100 | Bangkok | Winter | 21 | Subtropical | 4.101 | 92.38 | 6.4 | 45.04 | 98.77 | 44.31 | 37.82 | 6095485 | 6.33 | 88.7 | 11.7
1101 | New Delhi | Spring | 158 | Temperate/Cloudy | 2.347 | 27.6 | 20.72 | 5.41 | 31.43 | 13.48 | 16.3 | 2273208 | 9.58 | 96.9 | 10.2
1102 | Mumbai | Autumn | 348 | Desert/Arid | 7.815 | 152.19 | 25.22 | 14.06 | 169.63 | 76.85 | 27.76 | 7266664 | 5.4 | 89.8 | 12.1
1103 | Chennai | Spring | 159 | Desert/Arid | 7.303 | 183.76 | 24.98 | 48.16 | 225.69 | 110.16 | 49.6 | 11273136 | 5.02 | 89.5 | 12.3
1104 | Jaipur | Summer | 235 | Desert/Arid | 7.567 | 92.46 | 16.63 | 32.6 | 106.43 | 47.93 | 20.29 | 4792124 | 5.03 | 94 | 11.8
1105 | Kochi | Spring | 150 | Desert/Arid | 7.969 | 59.16 | 16.04 | 16.78 | 63.86 | 28.93 | 10.44 | 2734628 | 5.3 | 90.8 | 10.4
1106 | Jodhpur | Summer | 257 | Temperate/Cloudy | 3.043 | 92.54 | 8.73 | 8.01 | 97.99 | 36.52 | 39.57 | 5757595 | 7.71 | 93.9 | 10
1107 | Ahmedabad | Spring | 165 | Subtropical | 4.377 | 147.46 | 17.84 | 6.27 | 162.79 | 66.84 | 45.56 | 8191042 | 6.62 | 95.8 | 11.3
1108 | Bangalore | Winter | 77 | Desert/Arid | 6.549 | 11.72 | 8.48 | 16.01 | 12.7 | 5.17 | 2.73 | 564203 | 5.09 | 88.5 | 11.1
1109 | Leh | Winter | 85 | Semi-Arid | 6.176 | 122 | 31.83 | 44.67 | 150.39 | 76.36 | 37.97 | 8127739 | 5.59 | 90.8 | 10.9
1110 | Hyderabad | Winter | 46 | Temperate/Cloudy | 2.923 | 126.53 | 38.82 | 23.72 | 153.57 | 83.31 | 70.87 | 11439733 | 8.9 | 90.5 | 10.3
1111 | Riyadh | Winter | 47 | Desert/Arid | 6.895 | 131.16 | 38.95 | 37.42 | 157.32 | 83.23 | 33.93 | 8207615 | 5.65 | 92.2 | 12.2
1112 | Dubai | Summer | 213 | Temperate/Cloudy | 3.347 | 55.98 | 35.28 | 46.32 | 69.55 | 37.47 | 32.56 | 5205052 | 7.7 | 86.9 | 12.4
1113 | Cairo | Winter | 59 | Temperate/Cloudy | 3.343 | 145.67 | 26.03 | 23.36 | 166.26 | 85.07 | 67.22 | 11231749 | 8.06 | 88.6 | 11
1114 | Lagos | Winter | 54 | Semi-Arid | 5.222 | 27.36 | 29.53 | 13.61 | 29.22 | 14.34 | 7.11 | 1524550 | 6.62 | 91.1 | 10.2
1115 | Nairobi | Autumn | 342 | Semi-Arid | 5.558 | 47.86 | 14.98 | 28.27 | 53.38 | 24.38 | 13.18 | 2687345 | 5.91 | 90.3 | 10.3
1116 | Phoenix | Winter | 12 | Semi-Arid | 5.481 | 176.72 | 27.08 | 45.86 | 205.27 | 111.33 | 58.52 | 12126097 | 6.09 | 88.6 | 11.3
1117 | Perth | Summer | 192 | Temperate/Cloudy | 2.549 | 150.36 | 20.95 | 41.2 | 170.6 | 84.87 | 101.78 | 14238311 | 8.85 | 88.9 | 11.5
1118 | Madrid | Winter | 6 | Desert/Arid | 7.265 | 12.61 | 21.87 | 7.96 | 13.99 | 6.19 | 2.38 | 597887 | 5.57 | 89.1 | 10.2
1119 | London | Autumn | 309 | Subtropical | 3.594 | 57.19 | 31.52 | 36.17 | 65.47 | 36.37 | 26.81 | 4633432 | 7.75 | 89.6 | 9.8
1120 | Bangkok | Spring | 144 | Temperate/Cloudy | 2.777 | 50.74 | 14.87 | 30.74 | 56.34 | 25.8 | 28.91 | 4150978 | 8.33 | 91.6 | 10.9
1121 | New Delhi | Autumn | 346 | Desert/Arid | 7.332 | 61.45 | 16.13 | 45.84 | 68.96 | 35.79 | 14.64 | 3533720 | 5.31 | 89.2 | 11.9
1122 | Mumbai | Summer | 261 | Desert/Arid | 7.734 | 57.04 | 37.36 | 10.51 | 65.97 | 33.81 | 10.76 | 3070024 | 5.95 | 92.7 | 10.8
1123 | Chennai | Winter | 73 | Desert/Arid | 7.173 | 21.88 | 6.97 | 29.03 | 23.38 | 10.02 | 4.92 | 1061071 | 4.85 | 91.9 | 10.6
1124 | Jaipur | Spring | 174 | Desert/Arid | 6.857 | 97.2 | 22 | 44.58 | 107.61 | 60.1 | 24.42 | 5919631 | 5.7 | 86.7 | 10.2
1125 | Kochi | Summer | 232 | Semi-Arid | 5.931 | 149.22 | 36.95 | 23.45 | 179.27 | 90.14 | 41.49 | 9303386 | 6.09 | 90.2 | 10.3
1126 | Jodhpur | Summer | 270 | Semi-Arid | 5.305 | 125.28 | 26.36 | 26.69 | 146.4 | 73.52 | 38.24 | 7972406 | 6.33 | 91.2 | 11.8
1127 | Ahmedabad | Autumn | 362 | Temperate/Cloudy | 2.522 | 137.85 | 24.12 | 8.17 | 155.57 | 67.7 | 75.68 | 10876505 | 9.18 | 92.5 | 9.5
1128 | Bangalore | Summer | 222 | Subtropical | 4.451 | 25.42 | 13.74 | 17.52 | 28.16 | 11.9 | 8.48 | 1490513 | 6.36 | 89.6 | 12.8
1129 | Leh | Winter | 52 | Subtropical | 4.236 | 190.78 | 17.01 | 19.6 | 216.89 | 94.48 | 67.72 | 11868259 | 6.67 | 94.6 | 10.6
1130 | Hyderabad | Spring | 116 | Subtropical | 3.559 | 169.31 | 34.82 | 47.53 | 206.6 | 115.37 | 92.52 | 15350857 | 7.51 | 86.6 | 9.8
1131 | Riyadh | Winter | 26 | Semi-Arid | 6.341 | 162.97 | 24.57 | 17.72 | 190.19 | 79.28 | 39.37 | 8434003 | 5.45 | 89.5 | 11.6
1132 | Dubai | Winter | 53 | Subtropical | 4.975 | 166.37 | 23.02 | 25.74 | 188.84 | 92.8 | 52.17 | 10403971 | 6.46 | 91.4 | 11.3
1133 | Cairo | Autumn | 365 | Temperate/Cloudy | 2.486 | 187.21 | 8.49 | 35.21 | 198.65 | 92.34 | 117.03 | 16041161 | 8.88 | 90.4 | 10.5
1134 | Lagos | Winter | 29 | Temperate/Cloudy | 3.321 | 113.41 | 5.56 | 12.3 | 116.63 | 47.71 | 44.24 | 6870536 | 7.54 | 94.7 | 11.5
1135 | Nairobi | Winter | 19 | Semi-Arid | 6.1 | 48.05 | 38.73 | 26.89 | 58.63 | 31.16 | 12.79 | 3080414 | 6.36 | 92.1 | 10.2
1136 | Phoenix | Autumn | 303 | Temperate/Cloudy | 2.457 | 127.19 | 18.19 | 38.23 | 148.06 | 71.86 | 89.99 | 12388706 | 9.03 | 91.7 | 11.5
1137 | Perth | Autumn | 279 | Desert/Arid | 7.107 | 151.15 | 26.11 | 44.01 | 177.83 | 87.17 | 38.98 | 8897003 | 5.18 | 89.3 | 11
1138 | Madrid | Spring | 117 | Subtropical | 4.971 | 150.2 | 7.79 | 33.18 | 158.62 | 69.77 | 46.42 | 8450761 | 5.9 | 92.4 | 10.5
1139 | London | Spring | 106 | Subtropical | 4.884 | 109.08 | 28.91 | 35.11 | 133.18 | 66.97 | 39.68 | 7685555 | 6.39 | 86.9 | 12.7
1140 | Bangkok | Autumn | 309 | Semi-Arid | 5.554 | 23.01 | 37.64 | 10.68 | 26.26 | 13.6 | 5.86 | 1368730 | 6.78 | 94.2 | 11.6
1141 | New Delhi | Summer | 227 | Desert/Arid | 6.948 | 80.51 | 25.15 | 47.56 | 93.13 | 48.77 | 21.26 | 4929784 | 5.38 | 88.2 | 10.1
1142 | Mumbai | Autumn | 352 | Subtropical | 4.087 | 184.95 | 9.41 | 10.97 | 200.27 | 82.71 | 61.68 | 10599095 | 6.78 | 97.4 | 10.6
1143 | Chennai | Summer | 186 | Semi-Arid | 6.068 | 121.05 | 25.36 | 39.86 | 147.72 | 72.14 | 36.94 | 7771898 | 5.59 | 92 | 12.7
1144 | Jaipur | Summer | 261 | Semi-Arid | 5.394 | 112.28 | 31.82 | 16.92 | 132.59 | 66.26 | 32.05 | 6974268 | 6.5 | 91.3 | 12.2
1145 | Kochi | Winter | 16 | Subtropical | 3.602 | 61.08 | 19.22 | 47.01 | 70.57 | 37.36 | 31.08 | 5068829 | 7.3 | 89.4 | 10.2
1146 | Jodhpur | Summer | 273 | Desert/Arid | 7.272 | 80.01 | 35.79 | 37.4 | 96.36 | 52.58 | 19.41 | 5008198 | 5.72 | 91.8 | 12.4
1147 | Ahmedabad | Spring | 160 | Desert/Arid | 6.785 | 180.12 | 27.7 | 38.92 | 214.99 | 112.12 | 47.78 | 11237621 | 5.59 | 85.2 | 12.4
1148 | Bangalore | Autumn | 358 | Semi-Arid | 5.951 | 136.63 | 36.47 | 14.86 | 162.42 | 79.25 | 35.29 | 8075684 | 6.2 | 91.4 | 9.8
1149 | Leh | Summer | 250 | Desert/Arid | 7.103 | 159.6 | 26.82 | 24.94 | 180.61 | 93.4 | 35.42 | 8978491 | 5.75 | 94.6 | 10.7
1150 | Hyderabad | Summer | 224 | Desert/Arid | 7.204 | 96.33 | 9.6 | 32.8 | 103.55 | 48.06 | 20.85 | 4849236 | 5.2 | 92.9 | 11.2
1151 | Riyadh | Summer | 256 | Semi-Arid | 6.25 | 129.75 | 15.84 | 39.65 | 142.23 | 70.35 | 34.49 | 7445096 | 5.57 | 88.6 | 10.1
1152 | Dubai | Spring | 180 | Desert/Arid | 7.022 | 57.19 | 12.06 | 9.68 | 61.02 | 23.97 | 10.94 | 2465828 | 5.17 | 94.1 | 11.3
1153 | Cairo | Winter | 20 | Semi-Arid | 6.185 | 144.04 | 36.81 | 48.31 | 178.33 | 97.66 | 45.97 | 10168519 | 5.76 | 86.4 | 13.8
1154 | Lagos | Spring | 112 | Semi-Arid | 6.081 | 91.24 | 31.61 | 45.06 | 114.33 | 57.29 | 29.74 | 6207356 | 5.53 | 88.2 | 12.5
1155 | Nairobi | Spring | 120 | Semi-Arid | 5.712 | 94.08 | 28.67 | 17.17 | 106.73 | 53.72 | 24.36 | 5512450 | 6.39 | 92.5 | 10.9
1156 | Phoenix | Summer | 194 | Desert/Arid | 6.516 | 133.37 | 15.53 | 42.02 | 149.17 | 77.02 | 35.05 | 7914228 | 5.58 | 91 | 10.6
1157 | Perth | Spring | 111 | Temperate/Cloudy | 2.952 | 187.89 | 11.44 | 28.32 | 211.38 | 95.93 | 100.02 | 14781337 | 8.07 | 93.1 | 11
1158 | Madrid | Summer | 210 | Desert/Arid | 7.285 | 22.16 | 31.48 | 25.78 | 27.28 | 14.29 | 5.14 | 1349300 | 5.81 | 93.3 | 9.7
1159 | London | Winter | 1 | Desert/Arid | 7.231 | 166.7 | 21.6 | 19.15 | 189.48 | 85.55 | 34.5 | 8403570 | 5.43 | 89.6 | 10.6
1160 | Bangkok | Winter | 58 | Temperate/Cloudy | 2.175 | 65.55 | 12.9 | 31.14 | 71.45 | 34.09 | 46.71 | 6228256 | 9.88 | 91.3 | 8.9
1161 | New Delhi | Spring | 93 | Desert/Arid | 6.955 | 94.34 | 26.58 | 37.85 | 109.09 | 54.58 | 23.36 | 5479270 | 5.44 | 88.2 | 11.6
1162 | Mumbai | Summer | 221 | Temperate/Cloudy | 2.773 | 14.16 | 6.41 | 23.49 | 14.2 | 6.33 | 6.89 | 1000700 | 8.44 | 91.5 | 10.5
1163 | Chennai | Summer | 211 | Subtropical | 4.011 | 67.2 | 16.42 | 33.31 | 73.18 | 33.87 | 26.49 | 4447976 | 6.75 | 89.3 | 11.7
1164 | Jaipur | Summer | 232 | Semi-Arid | 6.461 | 105.5 | 21.4 | 36.47 | 121.04 | 61.31 | 27.69 | 6281528 | 5.66 | 91.3 | 11
1165 | Kochi | Summer | 262 | Temperate/Cloudy | 2.965 | 20.67 | 10.18 | 37 | 22.47 | 10.39 | 11.07 | 1621645 | 7.96 | 92.9 | 9.7
1166 | Jodhpur | Autumn | 364 | Desert/Arid | 6.908 | 103.31 | 39.46 | 7.34 | 124.66 | 56.46 | 21.97 | 5476279 | 5.82 | 94.5 | 10.8
1167 | Ahmedabad | Spring | 103 | Desert/Arid | 6.993 | 186.15 | 12.32 | 43.69 | 205.68 | 97.99 | 45.64 | 10160480 | 5.13 | 87.8 | 10.5
1168 | Bangalore | Winter | 50 | Semi-Arid | 5.045 | 30.02 | 9.56 | 25.62 | 31.63 | 15.32 | 8.44 | 1702478 | 6.44 | 91.7 | 12.5
1169 | Leh | Spring | 110 | Temperate/Cloudy | 2.038 | 155.24 | 12.12 | 16.81 | 168.61 | 73.27 | 107.01 | 13964404 | 10.32 | 90.4 | 10.1
1170 | Hyderabad | Winter | 88 | Subtropical | 3.722 | 87.84 | 31.92 | 15.88 | 108.97 | 51.42 | 37.63 | 6526817 | 7.51 | 89.5 | 10.6
1171 | Riyadh | Winter | 20 | Semi-Arid | 5.702 | 134.48 | 19.89 | 26.74 | 149.94 | 72.19 | 36.51 | 7737484 | 5.99 | 90 | 10
1172 | Dubai | Winter | 14 | Desert/Arid | 7.887 | 59.44 | 24.79 | 44.91 | 69.88 | 36.17 | 14.16 | 3515728 | 5.07 | 90 | 9.9
1173 | Cairo | Spring | 133 | Semi-Arid | 5.791 | 40.3 | 5.74 | 22.03 | 43.46 | 17.88 | 10.18 | 2015765 | 5.51 | 93.5 | 10.7
1174 | Lagos | Autumn | 296 | Subtropical | 3.559 | 40.49 | 6.21 | 38.74 | 42.86 | 20.14 | 18.25 | 2863140 | 7.1 | 92.1 | 9.5
1175 | Nairobi | Winter | 34 | Semi-Arid | 5.804 | 23.39 | 20.6 | 9.36 | 26.74 | 10.94 | 5.71 | 1188046 | 5.78 | 94.2 | 10.4
1176 | Phoenix | Summer | 208 | Semi-Arid | 5.24 | 45.27 | 33.58 | 26.42 | 51.62 | 28.25 | 13.66 | 2973088 | 6.69 | 89 | 11.5
1177 | Perth | Autumn | 301 | Desert/Arid | 6.679 | 136.2 | 35.98 | 49.63 | 166.01 | 96.61 | 40.56 | 9629752 | 5.73 | 90.6 | 10.5
1178 | Madrid | Summer | 199 | Temperate/Cloudy | 2.642 | 177.52 | 8.03 | 39.67 | 191.04 | 89 | 109 | 15129240 | 8.47 | 92.2 | 8.6
1179 | London | Winter | 80 | Desert/Arid | 6.566 | 164.68 | 23.84 | 14.47 | 186.27 | 84.19 | 36.63 | 8503967 | 5.7 | 91.5 | 12.2
1180 | Bangkok | Winter | 71 | Semi-Arid | 5.248 | 140.18 | 36.96 | 27.56 | 160.61 | 86.3 | 42.57 | 9155815 | 6.61 | 89.6 | 11.3
1181 | New Delhi | Spring | 155 | Desert/Arid | 7.778 | 30.98 | 18.58 | 15.51 | 35.45 | 16.45 | 5.89 | 1550900 | 5.46 | 91.2 | 11.2
1182 | Mumbai | Winter | 78 | Subtropical | 4.051 | 64.95 | 34.03 | 23.43 | 77.81 | 38.56 | 26.14 | 4712870 | 7.17 | 88.4 | 10.9
1183 | Chennai | Winter | 78 | Semi-Arid | 5.796 | 68.86 | 9.68 | 40.1 | 77.64 | 36.4 | 20.12 | 4050883 | 5.6 | 91.8 | 11.6
1184 | Jaipur | Spring | 172 | Desert/Arid | 7.592 | 57.49 | 37.74 | 39.71 | 73.24 | 38.23 | 13.98 | 3629783 | 5.51 | 90.8 | 11.9
1185 | Kochi | Autumn | 289 | Temperate/Cloudy | 2.615 | 107.85 | 31.3 | 15.26 | 122.9 | 60.4 | 60.51 | 9091354 | 9.26 | 90.1 | 12
1186 | Jodhpur | Winter | 33 | Desert/Arid | 7.623 | 111.76 | 37.95 | 46.5 | 129.78 | 75.28 | 27.16 | 7115338 | 5.54 | 86 | 11.7
1187 | Ahmedabad | Autumn | 300 | Semi-Arid | 6.127 | 77.81 | 28.68 | 31.67 | 93.86 | 44.9 | 21.94 | 4745378 | 5.69 | 88.5 | 9.8
1188 | Bangalore | Autumn | 276 | Temperate/Cloudy | 2.407 | 77.22 | 17.72 | 22.1 | 84.92 | 40.47 | 47.17 | 6670381 | 9.47 | 92.1 | 11.2
1189 | Leh | Winter | 7 | Subtropical | 3.806 | 167.43 | 37.84 | 27.59 | 196.73 | 103.05 | 71.87 | 12770713 | 7.52 | 87.6 | 11.5
1190 | Hyderabad | Spring | 160 | Semi-Arid | 6.249 | 159.97 | 14.64 | 32.23 | 179.87 | 84.79 | 40.84 | 8909552 | 5.63 | 93.3 | 10.1
1191 | Riyadh | Summer | 240 | Temperate/Cloudy | 2.404 | 68.48 | 16.63 | 30.2 | 81.33 | 36.14 | 47.71 | 6444766 | 9.06 | 93.3 | 9.9
1192 | Dubai | Winter | 24 | Semi-Arid | 5.493 | 183.62 | 29.53 | 26.89 | 214.13 | 110.68 | 53.79 | 11671934 | 6.37 | 91.7 | 11.4
1193 | Cairo | Summer | 214 | Subtropical | 4.075 | 191.03 | 31.79 | 27.72 | 231.07 | 112.76 | 78.83 | 13990469 | 7.02 | 92.3 | 10.7
1194 | Lagos | Winter | 70 | Semi-Arid | 5.725 | 72.08 | 37.53 | 12.94 | 83.43 | 44.28 | 18.22 | 4381339 | 6.77 | 91.9 | 10.4
1195 | Nairobi | Summer | 216 | Temperate/Cloudy | 2.274 | 77.34 | 12.17 | 41.57 | 81.73 | 41.03 | 54.39 | 7336400 | 9.56 | 91.2 | 12.6
1196 | Phoenix | Spring | 104 | Desert/Arid | 7.229 | 106.07 | 32.93 | 29.38 | 128.99 | 70.56 | 24.92 | 6622291 | 5.92 | 87.8 | 11.9
1197 | Perth | Summer | 215 | Desert/Arid | 7.841 | 188.81 | 30.85 | 10.9 | 220.93 | 97.79 | 35.52 | 9263797 | 5.36 | 95.1 | 10.9
1198 | Madrid | Winter | 54 | Desert/Arid | 7.813 | 176.5 | 7.23 | 39.48 | 188.41 | 96.88 | 36.23 | 9268493 | 5.28 | 89.7 | 12.2
1199 | London | Autumn | 294 | Semi-Arid | 6.498 | 29.49 | 18.55 | 46.96 | 35.26 | 17.13 | 8.33 | 1806899 | 5.38 | 89.1 | 11.4
1200 | Bangkok | Autumn | 330 | Temperate/Cloudy | 2.781 | 84.62 | 14.9 | 47.63 | 90.97 | 48.21 | 52.15 | 7593054 | 8.44 | 94.5 | 9.8
1201 | New Delhi | Autumn | 336 | Desert/Arid | 6.55 | 115.14 | 15.66 | 21.61 | 122.2 | 55.79 | 25.06 | 5704012 | 5.6 | 91.6 | 10.5
1202 | Mumbai | Summer | 203 | Temperate/Cloudy | 2.148 | 105.6 | 39.4 | 11.1 | 124.25 | 59.81 | 71.81 | 10041352 | 10.49 | 93.4 | 11.4
1203 | Chennai | Autumn | 288 | Temperate/Cloudy | 2.133 | 46.83 | 27.5 | 28.33 | 53.92 | 26.69 | 35.51 | 4783624 | 10.18 | 91.8 | 11.4
1204 | Jaipur | Winter | 45 | Subtropical | 3.942 | 173.18 | 30.12 | 10.07 | 206.63 | 92.91 | 65.38 | 11564927 | 7.23 | 89.8 | 11.5
1205 | Kochi | Autumn | 317 | Subtropical | 4.932 | 138.62 | 39.18 | 47.03 | 172.47 | 97.15 | 55.64 | 10981160 | 6.45 | 86.3 | 10.2
1206 | Jodhpur | Summer | 198 | Desert/Arid | 6.622 | 169.2 | 18.2 | 13.26 | 185 | 86.24 | 35.51 | 8535274 | 5.85 | 96.8 | 11.1
1207 | Ahmedabad | Summer | 216 | Semi-Arid | 6.1 | 173.17 | 33.06 | 16.37 | 196.24 | 100.7 | 42.16 | 10027198 | 6.28 | 92.9 | 10.6
1208 | Bangalore | Autumn | 309 | Subtropical | 4.675 | 152.19 | 20.21 | 23.3 | 175.63 | 80.74 | 50.8 | 9524508 | 6.46 | 91.6 | 11.4
1209 | Leh | Autumn | 332 | Subtropical | 3.642 | 93.45 | 35.43 | 22.24 | 108.06 | 57.46 | 39.25 | 7048860 | 7.95 | 89.9 | 10.2
1210 | Hyderabad | Summer | 184 | Desert/Arid | 7.983 | 126 | 11.32 | 40.76 | 134.08 | 61.91 | 25.32 | 6112285 | 4.87 | 91 | 12.9
1211 | Riyadh | Winter | 27 | Subtropical | 4.557 | 40.47 | 38.17 | 25.53 | 48.39 | 24.21 | 14.72 | 2811169 | 6.75 | 91.4 | 11.1
1212 | Dubai | Spring | 166 | Subtropical | 4.708 | 137.99 | 12.66 | 12.68 | 148.75 | 58.67 | 40.09 | 7198472 | 6.15 | 93.6 | 10.2
1213 | Cairo | Autumn | 318 | Temperate/Cloudy | 2.982 | 44.06 | 16.42 | 17.02 | 47.33 | 21.17 | 20.61 | 3134200 | 8.22 | 94.6 | 11.2
1214 | Lagos | Autumn | 274 | Desert/Arid | 6.769 | 141.85 | 31.47 | 27.91 | 170.37 | 79.97 | 34.91 | 8087848 | 5.52 | 88.9 | 12
1215 | Nairobi | Autumn | 365 | Semi-Arid | 6.162 | 53.62 | 18.78 | 11.64 | 58.51 | 25.31 | 11.97 | 2640229 | 5.77 | 90.9 | 11.5
1216 | Phoenix | Spring | 103 | Temperate/Cloudy | 3.325 | 32.33 | 26.29 | 32.52 | 38.59 | 18.05 | 16.67 | 2593441 | 7.54 | 92.5 | 9.8
1217 | Perth | Autumn | 333 | Temperate/Cloudy | 2.494 | 41.4 | 20.56 | 30.46 | 47.52 | 23.11 | 26.96 | 3811156 | 9.13 | 95.2 | 11.6
1218 | Madrid | Spring | 104 | Semi-Arid | 6.083 | 10.38 | 30.98 | 37.16 | 12.91 | 6.57 | 3.28 | 700451 | 5.66 | 91.4 | 10.5
1219 | London | Summer | 245 | Semi-Arid | 5.927 | 146.56 | 12.99 | 47.2 | 161.97 | 80.26 | 43.44 | 8851298 | 5.54 | 92.2 | 10.8
1220 | Bangkok | Autumn | 305 | Subtropical | 3.64 | 149.16 | 7.05 | 46.05 | 166.17 | 71.55 | 71.76 | 10776604 | 6.65 | 89.9 | 8.8
1221 | New Delhi | Spring | 169 | Desert/Arid | 7.705 | 107.84 | 15.5 | 47.57 | 116.16 | 60.79 | 23.77 | 5906317 | 5.2 | 90 | 10.5
1222 | Mumbai | Spring | 116 | Temperate/Cloudy | 2.906 | 40.66 | 21.6 | 16.01 | 49 | 21.15 | 22.12 | 3264853 | 8.18 | 92.8 | 10.2
1223 | Chennai | Spring | 141 | Subtropical | 4.594 | 25.88 | 10.88 | 10.92 | 28.11 | 11.82 | 8.17 | 1458391 | 6.26 | 93.3 | 11.1
1224 | Jaipur | Autumn | 356 | Desert/Arid | 7.662 | 13.63 | 17.42 | 18.6 | 14.91 | 7.27 | 3 | 720090 | 5.05 | 95.1 | 10
1225 | Kochi | Spring | 125 | Subtropical | 4.518 | 41.49 | 19 | 45.28 | 47.16 | 25.05 | 16.52 | 3021337 | 6.52 | 91.8 | 9.2
1226 | Jodhpur | Winter | 25 | Semi-Arid | 5.831 | 179.26 | 7.01 | 48.74 | 194.4 | 94.71 | 53.09 | 10604672 | 5.52 | 89 | 11.3
1227 | Ahmedabad | Summer | 194 | Subtropical | 4.386 | 55.89 | 25.42 | 43.67 | 68.63 | 33.89 | 23.79 | 4213364 | 6.51 | 86.1 | 11.1
1228 | Bangalore | Spring | 100 | Subtropical | 3.645 | 77.31 | 35.95 | 9.95 | 92.98 | 43.35 | 31.63 | 5494247 | 7.68 | 92.1 | 10.1
1229 | Leh | Winter | 5 | Desert/Arid | 7.904 | 30.02 | 10.31 | 47.63 | 32.8 | 17.02 | 6.6 | 1648836 | 5.09 | 87.4 | 11.3
1230 | Hyderabad | Winter | 19 | Subtropical | 4.456 | 52.25 | 25.92 | 24.05 | 58.09 | 29.43 | 17.72 | 3402109 | 6.94 | 91.3 | 9.1
1231 | Riyadh | Spring | 170 | Desert/Arid | 7.365 | 108.65 | 28.27 | 5.42 | 127.17 | 57.94 | 21.01 | 5485654 | 5.71 | 90.9 | 11.5
1232 | Dubai | Autumn | 274 | Temperate/Cloudy | 3.38 | 125.47 | 19.68 | 24.91 | 143.82 | 64.76 | 57.84 | 9132782 | 7.53 | 94 | 10.4
1233 | Cairo | Summer | 254 | Temperate/Cloudy | 3.279 | 56.62 | 29.54 | 7.07 | 65.89 | 28.73 | 24.99 | 3993116 | 7.85 | 94.2 | 10.3
1234 | Lagos | Spring | 121 | Temperate/Cloudy | 2.187 | 20.97 | 19.38 | 29.47 | 23.55 | 11.14 | 15.51 | 2056774 | 9.77 | 92.4 | 11.7
1235 | Nairobi | Winter | 32 | Semi-Arid | 5.91 | 84.3 | 22.66 | 20.23 | 94.39 | 44.28 | 20.91 | 4616338 | 6.02 | 94 | 10.1
1236 | Phoenix | Spring | 149 | Subtropical | 4.211 | 54.5 | 5.26 | 26.3 | 60.3 | 24.87 | 19.31 | 3253732 | 6.45 | 92.9 | 11
1237 | Perth | Summer | 266 | Desert/Arid | 7.186 | 51.72 | 29.21 | 32.59 | 63.56 | 30.37 | 12.72 | 3024529 | 5.33 | 91.4 | 10.7
1238 | Madrid | Winter | 37 | Subtropical | 4.839 | 192.37 | 28.15 | 44.1 | 231.9 | 120.96 | 74.78 | 14153261 | 6.3 | 92.1 | 14
1239 | London | Spring | 177 | Desert/Arid | 7.809 | 127.1 | 6.34 | 34.79 | 139.88 | 64.29 | 26.17 | 6336481 | 5 | 90.9 | 11.4
1240 | Bangkok | Autumn | 342 | Temperate/Cloudy | 3.113 | 115.81 | 17.89 | 24.53 | 129.63 | 56.01 | 56.85 | 8495046 | 7.74 | 92.9 | 9.6
1241 | New Delhi | Winter | 13 | Desert/Arid | 7.212 | 89 | 39.27 | 41.87 | 106.33 | 57.04 | 22.48 | 5557373 | 5.52 | 86.7 | 13.1
1242 | Mumbai | Summer | 183 | Desert/Arid | 6.66 | 91.5 | 19.73 | 45.75 | 102.4 | 55.95 | 24.22 | 5640709 | 5.64 | 89.6 | 12.1
1243 | Chennai | Spring | 145 | Desert/Arid | 6.626 | 112.77 | 22.57 | 10.39 | 129.65 | 53.45 | 24.71 | 5526016 | 5.44 | 97.4 | 10.3
1244 | Jaipur | Summer | 265 | Desert/Arid | 7.069 | 142.32 | 36.85 | 28.94 | 177.12 | 89.11 | 35.34 | 8701232 | 5.61 | 91.9 | 10.4
1245 | Kochi | Winter | 88 | Desert/Arid | 6.566 | 143.41 | 30.1 | 17.8 | 170.85 | 82.83 | 34.22 | 8207749 | 5.89 | 91.5 | 9.5
1246 | Jodhpur | Winter | 46 | Semi-Arid | 5.757 | 42.62 | 25.37 | 7.12 | 48.34 | 21.66 | 9.88 | 2227697 | 6.31 | 93.5 | 11.1
1247 | Ahmedabad | Spring | 119 | Temperate/Cloudy | 2.787 | 105.02 | 32.92 | 35.08 | 129.1 | 65.94 | 68.14 | 10106930 | 8.58 | 89.8 | 10.3
1248 | Bangalore | Winter | 19 | Temperate/Cloudy | 2.195 | 88.27 | 35.25 | 43.82 | 107.5 | 58.97 | 75.27 | 10290697 | 10.04 | 89.3 | 10.2
1249 | Leh | Summer | 220 | Desert/Arid | 7.525 | 175.4 | 20.99 | 12.33 | 198.08 | 96.53 | 33.37 | 8996593 | 5.77 | 91.9 | 11.6
1250 | Hyderabad | Summer | 233 | Semi-Arid | 5.7 | 129.97 | 21.63 | 41.56 | 148.93 | 80.7 | 39.89 | 8568890 | 6.07 | 90.8 | 12.5
1251 | Riyadh | Spring | 94 | Desert/Arid | 6.779 | 111.18 | 18.51 | 43.4 | 123.19 | 62.2 | 28.1 | 6373416 | 5.39 | 90.8 | 10.4
1252 | Dubai | Summer | 251 | Subtropical | 4.889 | 31.92 | 38.83 | 46.15 | 40.41 | 22.79 | 13.24 | 2592416 | 6.45 | 88.5 | 12
1253 | Cairo | Summer | 250 | Temperate/Cloudy | 2.704 | 125.07 | 29.4 | 16.94 | 149.28 | 71.2 | 71.55 | 10736208 | 8.94 | 92.1 | 11
1254 | Lagos | Autumn | 282 | Temperate/Cloudy | 2.751 | 32.27 | 7.91 | 45.68 | 37.64 | 16.81 | 21.33 | 2922419 | 8.03 | 90.7 | 11.3
1255 | Nairobi | Summer | 232 | Semi-Arid | 6.113 | 74.07 | 35.2 | 19.43 | 88.39 | 42.95 | 18.84 | 4351712 | 6.09 | 90.2 | 10.2
1256 | Phoenix | Winter | 46 | Subtropical | 4.582 | 37.14 | 21.82 | 29.86 | 41.08 | 20.9 | 12.95 | 2448012 | 6.65 | 91.9 | 10.6
1257 | Perth | Winter | 46 | Temperate/Cloudy | 3.203 | 141.49 | 7.41 | 7.27 | 146.09 | 57.3 | 55.93 | 8495945 | 7.64 | 95.5 | 9.4
1258 | Madrid | Winter | 14 | Subtropical | 4.95 | 49.19 | 24.24 | 6.97 | 54.81 | 24.36 | 13.72 | 2733259 | 6.49 | 96 | 9.2
1259 | London | Winter | 85 | Temperate/Cloudy | 2.385 | 84.45 | 19.6 | 37.42 | 96.41 | 46.22 | 60.07 | 8159575 | 9.18 | 90.9 | 11.4
1260 | Bangkok | Autumn | 319 | Semi-Arid | 5.492 | 180.18 | 35.72 | 25 | 217.96 | 114.68 | 54.89 | 12020030 | 6.43 | 89.6 | 10.5
1261 | New Delhi | Autumn | 328 | Subtropical | 3.614 | 48.82 | 12.14 | 16.53 | 53.04 | 21.86 | 19.49 | 3079826 | 7.05 | 92.5 | 9.8
1262 | Mumbai | Winter | 3 | Desert/Arid | 6.785 | 106.48 | 33.93 | 13.57 | 127.22 | 59.56 | 24 | 5848920 | 5.79 | 89.7 | 9.8
1263 | Chennai | Winter | 28 | Subtropical | 3.862 | 89.66 | 24.52 | 35.15 | 104.28 | 53.69 | 39.52 | 6834937 | 7.22 | 91.7 | 9.3
1264 | Jaipur | Spring | 157 | Subtropical | 4.731 | 13.44 | 6.91 | 5.02 | 13.05 | 5.37 | 3.2 | 617862 | 6.58 | 90 | 9
1265 | Kochi | Autumn | 343 | Temperate/Cloudy | 2.07 | 160.62 | 39.01 | 41.27 | 199.27 | 108.87 | 146.37 | 19645693 | 10.45 | 91 | 11
1266 | Jodhpur | Autumn | 333 | Temperate/Cloudy | 2.435 | 23.12 | 22.94 | 8.57 | 25.83 | 12.04 | 13.26 | 1916914 | 9.57 | 95.3 | 7.8
1267 | Ahmedabad | Autumn | 332 | Subtropical | 4.355 | 100.11 | 15.18 | 13.62 | 110.35 | 49.84 | 32.12 | 5945923 | 6.85 | 87 | 11.8
1268 | Bangalore | Spring | 175 | Subtropical | 4.88 | 116.53 | 21.43 | 22.38 | 129.93 | 56.86 | 36.05 | 6731508 | 6.17 | 94.2 | 11
1269 | Leh | Spring | 114 | Semi-Arid | 5.6 | 129.4 | 35.03 | 26.82 | 155.48 | 79.6 | 38.75 | 8400000 | 6.24 | 92.6 | 10.6
1270 | Hyderabad | Autumn | 331 | Subtropical | 3.75 | 140.84 | 15.67 | 20.97 | 156.92 | 65.73 | 55.55 | 8993838 | 6.96 | 91.5 | 10.9
1271 | Riyadh | Summer | 250 | Semi-Arid | 6.17 | 58.12 | 11.74 | 19.43 | 62.34 | 26.81 | 13.42 | 2861401 | 5.57 | 90.1 | 10.7
1272 | Dubai | Winter | 59 | Desert/Arid | 7.161 | 11.9 | 9.52 | 48.38 | 13.37 | 6.4 | 2.97 | 662659 | 5.02 | 88 | 11.4
1273 | Cairo | Summer | 203 | Desert/Arid | 6.679 | 147.45 | 15.43 | 33.87 | 164.41 | 77.06 | 35.75 | 7977900 | 5.38 | 89.3 | 11.3
1274 | Lagos | Autumn | 315 | Temperate/Cloudy | 2.238 | 111.77 | 32.3 | 6.05 | 129.48 | 58.58 | 69.99 | 9804866 | 10.09 | 95.4 | 11.8
1275 | Nairobi | Summer | 239 | Subtropical | 4.883 | 168.86 | 21.51 | 24.36 | 175.81 | 86.96 | 48.67 | 9730291 | 6.6 | 90.6 | 12.5
1276 | Phoenix | Summer | 234 | Temperate/Cloudy | 2.63 | 166.06 | 12.96 | 44.38 | 179.41 | 93.01 | 105.76 | 15098824 | 8.75 | 91.7 | 12.3
1277 | Perth | Autumn | 303 | Temperate/Cloudy | 3.452 | 170.23 | 10.82 | 18.57 | 176.67 | 83.78 | 67.01 | 11132134 | 7.76 | 92.4 | 10
1278 | Madrid | Spring | 95 | Desert/Arid | 7.92 | 102.17 | 16.65 | 9.26 | 111.7 | 43.55 | 17.61 | 4282060 | 4.95 | 93.4 | 11.4
1279 | London | Spring | 141 | Temperate/Cloudy | 2.855 | 73.39 | 37.9 | 39.13 | 92.74 | 48.54 | 48.8 | 7321188 | 8.47 | 86 | 11.9
1280 | Bangkok | Autumn | 334 | Subtropical | 4.993 | 160.4 | 17.01 | 32.27 | 178.79 | 87.98 | 51.5 | 10041780 | 6.29 | 88.6 | 10.5
1281 | New Delhi | Spring | 113 | Semi-Arid | 5.709 | 95.75 | 39.58 | 30.66 | 119.39 | 62.51 | 29.38 | 6504767 | 6.25 | 92.5 | 9.9
1282 | Mumbai | Spring | 109 | Semi-Arid | 6.215 | 44.85 | 21.98 | 7.41 | 50.6 | 21.05 | 9.72 | 2175289 | 5.8 | 92.8 | 10.3
1283 | Chennai | Autumn | 362 | Semi-Arid | 5.358 | 172.45 | 11.27 | 11.32 | 184.38 | 74.86 | 43.12 | 8483143 | 5.92 | 93.9 | 9.5
1284 | Jaipur | Autumn | 345 | Temperate/Cloudy | 2.059 | 177.69 | 36.19 | 33.01 | 217.87 | 115.06 | 152.14 | 20539730 | 10.57 | 93.5 | 9.3
1285 | Kochi | Autumn | 289 | Subtropical | 3.959 | 98.6 | 21.11 | 14.35 | 110.55 | 49.32 | 35.67 | 6223291 | 7.1 | 92.3 | 11.3
1286 | Jodhpur | Spring | 97 | Semi-Arid | 5.106 | 24.38 | 29.84 | 27.68 | 28.47 | 14.4 | 7.85 | 1592976 | 6.4 | 90.4 | 11
1287 | Ahmedabad | Autumn | 335 | Temperate/Cloudy | 2.527 | 83.69 | 39.43 | 29.52 | 103.01 | 54.32 | 57.59 | 8453222 | 9.36 | 92.5 | 10.8
1288 | Bangalore | Winter | 16 | Subtropical | 4.104 | 162.67 | 6.76 | 17.76 | 178.25 | 69.36 | 56.56 | 9310762 | 6.46 | 92.9 | 11.6
1289 | Leh | Winter | 44 | Temperate/Cloudy | 2.199 | 181.34 | 8.38 | 47.68 | 201.52 | 99 | 145.15 | 18917304 | 9.55 | 90.5 | 10.8
1290 | Hyderabad | Summer | 230 | Temperate/Cloudy | 2.471 | 48.66 | 30.22 | 42.91 | 58.44 | 30.5 | 36.38 | 5099657 | 9.14 | 91.2 | 11.7
1291 | Riyadh | Spring | 108 | Subtropical | 4.382 | 22.72 | 14.86 | 37.51 | 24.74 | 11.74 | 8.37 | 1470823 | 6.46 | 90.5 | 10.2
1292 | Dubai | Summer | 217 | Temperate/Cloudy | 2.796 | 176.7 | 11.45 | 8.51 | 195.2 | 85.06 | 86.28 | 12896201 | 8.61 | 95.2 | 9.7
1293 | Cairo | Summer | 260 | Semi-Arid | 5.405 | 83.99 | 6.38 | 9.78 | 83.87 | 34.51 | 19.33 | 3862799 | 5.96 | 93.5 | 10.7
1294 | Lagos | Autumn | 312 | Semi-Arid | 6.137 | 112.93 | 5.76 | 27.18 | 113.86 | 45.83 | 26.22 | 5177869 | 5.19 | 94 | 12.7
1295 | Nairobi | Autumn | 320 | Desert/Arid | 6.804 | 193.93 | 32.11 | 12.23 | 227.37 | 113.63 | 41.88 | 10817327 | 6.12 | 93 | 12
1296 | Phoenix | Summer | 196 | Temperate/Cloudy | 3.201 | 22.65 | 9.71 | 49.02 | 24.43 | 12.81 | 12.46 | 1895536 | 7.66 | 89.2 | 12.2
1297 | Perth | Spring | 95 | Temperate/Cloudy | 3.005 | 133.18 | 21.37 | 12.13 | 152.46 | 68.01 | 64.06 | 9880912 | 8.27 | 92.9 | 9.3
1298 | Madrid | Winter | 56 | Temperate/Cloudy | 2.627 | 24.08 | 26.21 | 26.94 | 26.57 | 14.02 | 13.64 | 2074850 | 9.33 | 86.1 | 11.5
1299 | London | Winter | 32 | Semi-Arid | 5.819 | 81.34 | 19.99 | 21.39 | 93.28 | 45.8 | 20.95 | 4715592 | 6.23 | 94.2 | 11.4
1300 | Bangkok | Summer | 231 | Semi-Arid | 6.239 | 162.72 | 5.95 | 33.77 | 177.86 | 74.53 | 41.09 | 8285012 | 5.21 | 88.8 | 13.2
1301 | New Delhi | Winter | 9 | Temperate/Cloudy | 2.19 | 92.36 | 32.42 | 10.81 | 107.53 | 51.84 | 61.66 | 8652538 | 10.33 | 90.2 | 9.3
1302 | Mumbai | Summer | 191 | Desert/Arid | 7.617 | 199.46 | 5.37 | 24.36 | 197.69 | 97.17 | 35.72 | 9242209 | 5.47 | 91.4 | 11.6
1303 | Chennai | Autumn | 361 | Temperate/Cloudy | 2.312 | 116.22 | 31.67 | 17.36 | 129.54 | 71.64 | 72.9 | 10881864 | 10.41 | 88.1 | 12.3
1304 | Jaipur | Summer | 200 | Semi-Arid | 5.248 | 71.02 | 36.27 | 44.95 | 87.58 | 47.44 | 26 | 5260080 | 6.21 | 89.6 | 11.5
1305 | Kochi | Autumn | 334 | Semi-Arid | 6.254 | 51.82 | 20.15 | 6.83 | 56.62 | 26.95 | 10.86 | 2646580 | 6.28 | 94 | 9.2
1306 | Jodhpur | Spring | 161 | Desert/Arid | 7.226 | 76.6 | 23.74 | 46.12 | 91.15 | 47.93 | 19.85 | 4753686 | 5.34 | 88.2 | 11.4
1307 | Ahmedabad | Winter | 87 | Semi-Arid | 6.285 | 80.78 | 21.69 | 42.48 | 93.02 | 49.94 | 22.65 | 5124924 | 5.8 | 88.3 | 11.6
1308 | Bangalore | Winter | 21 | Desert/Arid | 6.81 | 23.06 | 18.62 | 18.39 | 25.43 | 11.97 | 5.34 | 1220612 | 5.41 | 90.8 | 11.1
1309 | Leh | Autumn | 311 | Subtropical | 4.037 | 80.22 | 36.06 | 40.52 | 91.93 | 53.58 | 34.21 | 6364126 | 7.43 | 90.4 | 10.3
1310 | Hyderabad | Winter | 76 | Desert/Arid | 6.889 | 98.21 | 36.29 | 6.4 | 117.54 | 60.07 | 20.93 | 5612855 | 6.27 | 89.4 | 10.3
1311 | Riyadh | Spring | 141 | Temperate/Cloudy | 2.481 | 147.32 | 16.75 | 48.51 | 164.78 | 83.59 | 106.52 | 14571757 | 8.89 | 88.5 | 11.6
1312 | Dubai | Spring | 126 | Desert/Arid | 7.369 | 134.78 | 26.53 | 28.7 | 154.45 | 82.79 | 29.63 | 7804247 | 5.76 | 87.7 | 10.6
1313 | Cairo | Summer | 251 | Semi-Arid | 5.286 | 144.67 | 37.44 | 18.65 | 168.18 | 93.94 | 41.6 | 9552396 | 7 | 92.8 | 10.1
1314 | Lagos | Winter | 84 | Desert/Arid | 6.904 | 11.59 | 38.67 | 21.32 | 13.42 | 7.53 | 2.22 | 668329 | 7.03 | 90.3 | 10.8
1315 | Nairobi | Winter | 48 | Subtropical | 4.714 | 51.36 | 22.81 | 7.99 | 59.44 | 25.49 | 15.6 | 2968686 | 6.51 | 94.2 | 10.7
1316 | Phoenix | Winter | 78 | Semi-Arid | 5.861 | 135.72 | 20.85 | 49.52 | 160.51 | 82.55 | 44.23 | 9064583 | 5.63 | 91.5 | 11.9
1317 | Perth | Winter | 30 | Semi-Arid | 5.158 | 101.96 | 14.75 | 6.77 | 112.09 | 43.29 | 26.88 | 5075507 | 5.9 | 96.1 | 9.2
1318 | Madrid | Autumn | 285 | Semi-Arid | 6.39 | 11.01 | 38.56 | 34.47 | 13.38 | 7.15 | 3.19 | 729128 | 5.77 | 87.6 | 9.9
1319 | London | Spring | 136 | Temperate/Cloudy | 2.49 | 162.85 | 10 | 24.92 | 166.78 | 79.34 | 91.37 | 12980503 | 9.2 | 92.6 | 10.4
1320 | Bangkok | Spring | 140 | Temperate/Cloudy | 2.362 | 156.83 | 25.29 | 47.7 | 194.57 | 93.18 | 130.64 | 17283050 | 9.03 | 91.2 | 9.1
1321 | New Delhi | Winter | 41 | Temperate/Cloudy | 3.483 | 114.2 | 14.89 | 16.07 | 125.65 | 53.78 | 46.34 | 7436402 | 7.43 | 94 | 11.2
1322 | Mumbai | Autumn | 282 | Temperate/Cloudy | 2.957 | 22.63 | 14.77 | 28.94 | 25.06 | 12.47 | 11.92 | 1826941 | 8.35 | 93 | 8.7
1323 | Chennai | Winter | 50 | Desert/Arid | 7.231 | 155.64 | 19.17 | 26.71 | 172.81 | 82.04 | 32.78 | 8032181 | 5.46 | 87.8 | 11.9
1324 | Jaipur | Summer | 258 | Temperate/Cloudy | 3.315 | 120.91 | 39.96 | 36.63 | 141.5 | 83.79 | 63.22 | 10801669 | 8.31 | 90.7 | 12
1325 | Kochi | Autumn | 311 | Desert/Arid | 7.855 | 158.57 | 6.92 | 8.06 | 170.53 | 66.91 | 26.92 | 6567061 | 5 | 92.3 | 11
1326 | Jodhpur | Autumn | 360 | Subtropical | 4.021 | 152.83 | 25.25 | 13.72 | 168.15 | 79.65 | 53.46 | 9688216 | 7.26 | 93.7 | 8.8
1327 | Ahmedabad | Summer | 270 | Temperate/Cloudy | 3.093 | 162.57 | 7.89 | 14.66 | 173.97 | 70.12 | 71.76 | 10686514 | 7.76 | 94.4 | 10.7
1328 | Bangalore | Spring | 134 | Desert/Arid | 6.738 | 108.42 | 10.41 | 38.22 | 121.21 | 56.12 | 26.85 | 5881176 | 5.24 | 91.8 | 10
1329 | Leh | Summer | 234 | Semi-Arid | 5.952 | 36.66 | 20.38 | 13.51 | 41.04 | 16.83 | 8.69 | 1819448 | 5.67 | 92.4 | 9.6
1330 | Hyderabad | Spring | 128 | Subtropical | 4.989 | 137.52 | 22.87 | 30.81 | 159.22 | 79.89 | 45.42 | 9000961 | 6.4 | 93.4 | 11.2
1331 | Riyadh | Spring | 104 | Semi-Arid | 5.332 | 127.89 | 14.06 | 14.69 | 143.54 | 59.61 | 34.7 | 6786822 | 5.91 | 93.8 | 11.4
1332 | Dubai | Summer | 254 | Semi-Arid | 6.315 | 151.03 | 16.08 | 43.77 | 166.87 | 87.69 | 40.87 | 9094873 | 5.68 | 90.5 | 12.2
1333 | Cairo | Spring | 95 | Temperate/Cloudy | 3.371 | 42.28 | 8.04 | 47.4 | 46.51 | 22.61 | 21.78 | 3327131 | 7.3 | 88 | 10.9
1334 | Lagos | Autumn | 337 | Desert/Arid | 7.978 | 47.05 | 15.61 | 28.33 | 51.74 | 24.08 | 9.26 | 2325994 | 5.07 | 92.2 | 11
1335 | Nairobi | Summer | 217 | Desert/Arid | 7.849 | 179.18 | 38.83 | 20.85 | 205.87 | 112.15 | 34.75 | 10101210 | 5.97 | 94.9 | 12.2
1336 | Phoenix | Winter | 61 | Semi-Arid | 5.902 | 152.5 | 38.06 | 15.53 | 183.26 | 92.54 | 39.9 | 9315684 | 6.38 | 88.8 | 13.2
1337 | Perth | Summer | 268 | Temperate/Cloudy | 3.197 | 182.56 | 16.72 | 7.24 | 204.86 | 89.78 | 78.46 | 12510406 | 8.04 | 94.9 | 11.6
1338 | Madrid | Summer | 241 | Semi-Arid | 6.081 | 154.16 | 24.98 | 17.08 | 181.36 | 82.7 | 39.1 | 8625876 | 5.85 | 93.8 | 10.3
1339 | London | Winter | 13 | Temperate/Cloudy | 2.433 | 123.46 | 36.84 | 34.44 | 156.75 | 80.84 | 93.33 | 13246229 | 9.4 | 93.2 | 10.7
1340 | Bangkok | Spring | 147 | Temperate/Cloudy | 2.184 | 134.29 | 5.22 | 29.01 | 135.08 | 58.37 | 87.11 | 11287240 | 9.56 | 93.3 | 10.5
1341 | New Delhi | Summer | 240 | Subtropical | 3.546 | 178.93 | 33.37 | 47.48 | 226.28 | 119.09 | 101.03 | 16328651 | 7.35 | 88.6 | 11.8
1342 | Mumbai | Winter | 89 | Subtropical | 4.776 | 119.97 | 38.19 | 22.83 | 145.11 | 78.35 | 41.44 | 8556248 | 6.97 | 91.7 | 10
1343 | Chennai | Spring | 95 | Desert/Arid | 7.21 | 130.15 | 8.2 | 36.22 | 147.07 | 65.74 | 30.39 | 6796490 | 5 | 90.4 | 11.3
1344 | Jaipur | Autumn | 315 | Semi-Arid | 6.363 | 39.73 | 10.65 | 27.02 | 42.51 | 18.38 | 8.92 | 1937191 | 5.5 | 94.2 | 10.9
1345 | Kochi | Autumn | 293 | Semi-Arid | 6.456 | 100.05 | 38.63 | 28.07 | 119.8 | 62.18 | 25.54 | 6148514 | 6.01 | 87.2 | 11.7
1346 | Jodhpur | Winter | 25 | Subtropical | 4.553 | 146.12 | 23.81 | 17.05 | 159.76 | 75.09 | 45.88 | 8738747 | 6.74 | 91.1 | 9.9
1347 | Ahmedabad | Summer | 272 | Subtropical | 4.076 | 61.48 | 5.5 | 25.47 | 66.36 | 28.99 | 22.27 | 3771877 | 6.7 | 93.1 | 10.9
1348 | Bangalore | Spring | 166 | Subtropical | 4.226 | 48.43 | 14.02 | 26.19 | 53.85 | 25.08 | 17.33 | 3093989 | 6.81 | 94 | 12.4
1349 | Leh | Summer | 250 | Desert/Arid | 7.926 | 69.63 | 20.75 | 36.8 | 77.16 | 34.68 | 14.87 | 3483883 | 4.76 | 90.3 | 10.5
1350 | Hyderabad | Winter | 87 | Temperate/Cloudy | 2.241 | 55.89 | 29.25 | 47.33 | 63.2 | 35.87 | 44.35 | 6134226 | 9.95 | 87.2 | 11.5
1351 | Riyadh | Spring | 142 | Desert/Arid | 7.202 | 50.83 | 30.66 | 19.82 | 59.86 | 29.33 | 10.85 | 2795646 | 5.77 | 91.1 | 9
1352 | Dubai | Spring | 134 | Semi-Arid | 5.472 | 90.72 | 39.84 | 6.9 | 109.31 | 51.64 | 24.3 | 5376168 | 6.52 | 91.6 | 11.1
1353 | Cairo | Autumn | 279 | Subtropical | 4.632 | 182.49 | 15.06 | 27.33 | 195.85 | 91.53 | 58.09 | 10841132 | 6.49 | 90.9 | 11.1
1354 | Lagos | Spring | 126 | Semi-Arid | 6.352 | 106.34 | 23.84 | 29.5 | 118.13 | 62.78 | 26.27 | 6250087 | 6.04 | 90 | 11.1
1355 | Nairobi | Autumn | 316 | Subtropical | 4.92 | 45.7 | 23.67 | 12.58 | 52.24 | 23.93 | 13.23 | 2663363 | 6.59 | 91.7 | 11.6
1356 | Phoenix | Spring | 141 | Desert/Arid | 7.241 | 24.62 | 19.2 | 39.22 | 29.38 | 13.68 | 6.31 | 1413082 | 4.98 | 86.7 | 11.1
1357 | Perth | Autumn | 356 | Desert/Arid | 7.404 | 142.27 | 10.92 | 49.32 | 155.98 | 77.45 | 34.2 | 7867062 | 5.01 | 90.1 | 12.2
1358 | Madrid | Spring | 103 | Subtropical | 4.53 | 82.73 | 39.21 | 47.56 | 100.7 | 57.44 | 35.42 | 6713011 | 6.74 | 89.6 | 10.2
1359 | London | Summer | 226 | Subtropical | 3.661 | 166.15 | 34.87 | 13.87 | 196.9 | 97.4 | 68.69 | 12136958 | 7.78 | 94.9 | 12
1360 | Bangkok | Winter | 63 | Semi-Arid | 5.554 | 135.31 | 22.44 | 44.39 | 159.49 | 77.01 | 44.77 | 8762737 | 5.68 | 91.2 | 11.1
1361 | New Delhi | Autumn | 294 | Desert/Arid | 7.474 | 161.29 | 26.11 | 36.7 | 186.41 | 94.03 | 36.74 | 9133496 | 5.36 | 91.6 | 10.8
1362 | Mumbai | Autumn | 306 | Temperate/Cloudy | 3.264 | 61.67 | 12.95 | 25.42 | 71 | 31.65 | 29.69 | 4587668 | 7.63 | 92.4 | 9.3
1363 | Chennai | Summer | 254 | Semi-Arid | 5.738 | 141.55 | 24.03 | 29.33 | 166.21 | 79.67 | 41.15 | 8614074 | 5.88 | 87.3 | 10.2
1364 | Jaipur | Spring | 180 | Semi-Arid | 5.789 | 60.17 | 29.32 | 43.23 | 70.96 | 37.03 | 19.13 | 4004087 | 5.83 | 89.8 | 11.4
1365 | Kochi | Winter | 40 | Semi-Arid | 6.399 | 188.42 | 23.03 | 26.61 | 205.59 | 100.81 | 44.55 | 10242918 | 5.79 | 91.4 | 10.1
1366 | Jodhpur | Summer | 264 | Temperate/Cloudy | 2.789 | 130.91 | 39.66 | 21.79 | 163.49 | 84.25 | 78.67 | 12180361 | 8.95 | 92.9 | 11.7
1367 | Ahmedabad | Summer | 189 | Semi-Arid | 6.295 | 71.66 | 26.4 | 27.2 | 85.35 | 40.2 | 18.83 | 4177589 | 5.68 | 92.1 | 11.1
1368 | Bangalore | Winter | 8 | Desert/Arid | 7.454 | 61.21 | 17.98 | 31.06 | 68.07 | 33.43 | 13.07 | 3247885 | 5.37 | 90.7 | 9.5
1369 | Leh | Spring | 104 | Temperate/Cloudy | 3.078 | 46.28 | 32.03 | 13.51 | 54.29 | 25.52 | 22.59 | 3581222 | 8.3 | 96 | 11.2
1370 | Hyderabad | Summer | 225 | Temperate/Cloudy | 3.425 | 141.98 | 10.97 | 45.54 | 156.49 | 73.15 | 71.09 | 10818872 | 7.16 | 91.6 | 10.7
1371 | Riyadh | Winter | 34 | Desert/Arid | 7.828 | 51.56 | 18.46 | 35.34 | 59.01 | 28.63 | 11.28 | 2789111 | 5.09 | 91.2 | 10.8
1372 | Dubai | Summer | 236 | Temperate/Cloudy | 3.086 | 123.11 | 17.14 | 33.5 | 134.15 | 66 | 63.04 | 9665174 | 8.01 | 91.7 | 11.9
1373 | Cairo | Summer | 228 | Desert/Arid | 7.126 | 60.28 | 20.11 | 9.48 | 64.37 | 30.19 | 11.04 | 2866424 | 5.87 | 93.2 | 9.3
1374 | Lagos | Summer | 188 | Subtropical | 4.954 | 135.77 | 32.36 | 32.19 | 164.86 | 86.33 | 48.08 | 9639059 | 6.52 | 90.2 | 9.9
1375 | Nairobi | Autumn | 313 | Temperate/Cloudy | 3.483 | 164.84 | 21.95 | 10.44 | 188.02 | 81.23 | 66.87 | 10959253 | 7.58 | 88.5 | 11.5
1376 | Phoenix | Winter | 22 | Desert/Arid | 7.224 | 157.82 | 32.79 | 8.54 | 180.65 | 88.58 | 31.02 | 8290447 | 5.96 | 90.7 | 9.2
1377 | Perth | Autumn | 343 | Subtropical | 4.672 | 154.56 | 25.18 | 28.73 | 174.53 | 86.73 | 52.43 | 10044275 | 6.61 | 89.8 | 10.4
1378 | Madrid | Winter | 40 | Semi-Arid | 5.089 | 45.67 | 16.97 | 23.13 | 52.09 | 23.78 | 13.78 | 2701961 | 6.21 | 92.7 | 11.7
1379 | London | Spring | 173 | Subtropical | 4.155 | 26.79 | 33.35 | 31.5 | 31.4 | 16.78 | 10.8 | 2000628 | 7.18 | 86.9 | 11.2
1380 | Bangkok | Spring | 179 | Semi-Arid | 5.558 | 142.8 | 13.34 | 9.01 | 153.25 | 62.28 | 34.33 | 6922709 | 5.85 | 92.4 | 9.4
1381 | New Delhi | Winter | 86 | Temperate/Cloudy | 2.981 | 79.99 | 12.85 | 24.39 | 86.92 | 37.98 | 39.27 | 5823367 | 8.02 | 90.6 | 11.1
1382 | Mumbai | Spring | 133 | Subtropical | 4.346 | 92.15 | 22.66 | 12.87 | 99.05 | 47.55 | 29.17 | 5543941 | 7.05 | 92.8 | 10.3
1383 | Chennai | Autumn | 351 | Desert/Arid | 7.816 | 15.92 | 14.13 | 49.42 | 18.03 | 9.38 | 3.62 | 907183 | 5.17 | 90.3 | 10.3
1384 | Jaipur | Winter | 13 | Subtropical | 3.549 | 59.32 | 5.32 | 30.25 | 63.11 | 28.59 | 25.43 | 4022735 | 7.18 | 90.4 | 14.5
1385 | Kochi | Winter | 28 | Semi-Arid | 5.94 | 16.4 | 27.69 | 35.93 | 19.41 | 9.58 | 4.97 | 1037719 | 5.66 | 88.9 | 11.7
1386 | Jodhpur | Winter | 84 | Subtropical | 3.951 | 177.05 | 22.89 | 19.64 | 200.72 | 91.02 | 67.12 | 11597863 | 7.05 | 90.5 | 10.7
1387 | Ahmedabad | Autumn | 318 | Desert/Arid | 6.641 | 56.25 | 20.59 | 9.26 | 65.74 | 26.74 | 12.28 | 2757401 | 5.45 | 92.3 | 11.7
1388 | Bangalore | Autumn | 349 | Temperate/Cloudy | 2.785 | 115.89 | 38.84 | 48.91 | 148.18 | 79.81 | 85.25 | 12475470 | 8.47 | 88.1 | 10.9
1389 | Leh | Autumn | 343 | Desert/Arid | 7.819 | 17.41 | 24.99 | 17.88 | 19.8 | 8.72 | 3.72 | 874339 | 4.84 | 94.6 | 10
1390 | Hyderabad | Autumn | 280 | Subtropical | 4.723 | 136.7 | 35.22 | 24.07 | 163.48 | 85.7 | 46.85 | 9491916 | 6.91 | 88.8 | 11.4
1391 | Riyadh | Autumn | 354 | Temperate/Cloudy | 3.416 | 71.38 | 9.88 | 34.24 | 81.39 | 35.05 | 34.51 | 5222944 | 7.14 | 94.6 | 11
1392 | Dubai | Summer | 263 | Temperate/Cloudy | 2.441 | 180.6 | 24.92 | 6.11 | 207.01 | 92.73 | 102.62 | 14806873 | 9.53 | 90.7 | 11.9
1393 | Cairo | Spring | 166 | Temperate/Cloudy | 3.019 | 178.74 | 35.38 | 41.46 | 210.92 | 116.96 | 106.5 | 16672320 | 8.36 | 91 | 12.3
1394 | Lagos | Autumn | 293 | Semi-Arid | 5.119 | 71.81 | 25.41 | 29.15 | 84.86 | 40.99 | 23.17 | 4606501 | 6.26 | 89.9 | 12.2
1395 | Nairobi | Winter | 68 | Subtropical | 4.022 | 181.18 | 30.13 | 17.52 | 216.83 | 99.84 | 70.27 | 12428707 | 7.09 | 89.9 | 11.9
1396 | Phoenix | Summer | 226 | Desert/Arid | 6.973 | 199.27 | 18.02 | 7.77 | 227.11 | 93.72 | 40.46 | 9438946 | 5.39 | 96 | 11.4
1397 | Perth | Spring | 170 | Subtropical | 4.585 | 166.83 | 8.24 | 12.31 | 173.56 | 68.79 | 47.66 | 8497348 | 6.27 | 93.5 | 11.8
1398 | Madrid | Winter | 86 | Temperate/Cloudy | 3.492 | 170.53 | 21.03 | 45.28 | 194.37 | 100.95 | 87.04 | 13963664 | 7.4 | 89.5 | 11.8
1399 | London | Spring | 133 | Semi-Arid | 5.703 | 57.31 | 18.81 | 35.87 | 63.22 | 33.41 | 16.19 | 3519188 | 6.14 | 89.9 | 9.4
1400 | Bangkok | Spring | 178 | Semi-Arid | 6.241 | 119.57 | 35.35 | 16.25 | 142.4 | 71.78 | 29.49 | 7098386 | 6.22 | 90.4 | 11.5
1401 | New Delhi | Autumn | 343 | Temperate/Cloudy | 3.002 | 22.78 | 13.54 | 7.95 | 24.9 | 10.31 | 10.89 | 1600880 | 7.89 | 93.2 | 12.1
1402 | Mumbai | Summer | 252 | Temperate/Cloudy | 3.006 | 28.03 | 38.84 | 36.08 | 33.93 | 17.89 | 16.16 | 2538808 | 8.42 | 83 | 10.9
1403 | Chennai | Winter | 15 | Temperate/Cloudy | 2.22 | 199.79 | 38.53 | 30.76 | 242.24 | 131.74 | 154.8 | 21822948 | 10.23 | 86.3 | 11
1404 | Jaipur | Summer | 223 | Semi-Arid | 6.418 | 72.06 | 13.67 | 23.2 | 74.18 | 36.28 | 16.27 | 3706987 | 5.72 | 92.8 | 10.7
1405 | Kochi | Summer | 201 | Semi-Arid | 5.983 | 152.15 | 17.18 | 21.36 | 175.01 | 77.55 | 39.45 | 8332002 | 5.69 | 94.4 | 10.8
1406 | Jodhpur | Spring | 107 | Subtropical | 4.848 | 163.27 | 36.34 | 14.76 | 185.67 | 97.22 | 49.2 | 10422972 | 7.04 | 94.4 | 10
1407 | Ahmedabad | Summer | 250 | Desert/Arid | 7.065 | 173.02 | 38.83 | 35.13 | 213.77 | 114.05 | 44.02 | 11030737 | 5.72 | 87.6 | 11.3
1408 | Bangalore | Winter | 89 | Desert/Arid | 6.834 | 199.55 | 20.52 | 48.68 | 232.14 | 122.15 | 54.84 | 12486272 | 5.37 | 89.5 | 11.6
1409 | Leh | Spring | 125 | Semi-Arid | 5.512 | 55.88 | 16.23 | 12.91 | 60.97 | 28.13 | 14.28 | 3019691 | 6.18 | 88.5 | 9.1
1410 | Hyderabad | Spring | 113 | Desert/Arid | 7.21 | 17.67 | 23.41 | 31.87 | 20.31 | 10.15 | 3.66 | 959188 | 5.86 | 89.9 | 11.1
1411 | Riyadh | Spring | 137 | Temperate/Cloudy | 3.235 | 88.13 | 29.07 | 24.09 | 99.86 | 49.17 | 41.91 | 6758968 | 8.03 | 92.8 | 10.3
1412 | Dubai | Summer | 247 | Temperate/Cloudy | 2.672 | 34.72 | 14.57 | 25.1 | 37.76 | 16.75 | 19.03 | 2717711 | 8.62 | 91.7 | 9.1
1413 | Cairo | Spring | 166 | Subtropical | 3.618 | 14.26 | 30.78 | 16.44 | 16.97 | 8.27 | 5.37 | 990133 | 8.21 | 91.2 | 11.4
1414 | Lagos | Spring | 150 | Temperate/Cloudy | 2.343 | 78.48 | 6.81 | 42.13 | 87.95 | 38.15 | 57.08 | 7389959 | 8.91 | 90.4 | 11.3
1415 | Nairobi | Autumn | 363 | Semi-Arid | 5.187 | 158.91 | 6.73 | 26.84 | 166.99 | 74.08 | 44.66 | 8568538 | 5.96 | 94.5 | 10.7
1416 | Phoenix | Autumn | 343 | Desert/Arid | 7.62 | 117.57 | 18.52 | 29.45 | 126.37 | 62.01 | 23.55 | 5963958 | 5.36 | 90.6 | 11.6
1417 | Perth | Winter | 68 | Temperate/Cloudy | 2.236 | 69.43 | 17.37 | 18.71 | 74.91 | 33.08 | 43.88 | 5917397 | 9.72 | 92.4 | 11.1
1418 | Madrid | Summer | 221 | Temperate/Cloudy | 2.733 | 134.32 | 16.05 | 13.18 | 153.77 | 66.06 | 71.76 | 10430734 | 8.57 | 95.9 | 9.7
1419 | London | Summer | 271 | Subtropical | 4.713 | 54.08 | 22.19 | 8.87 | 58.95 | 27.64 | 15.74 | 3116366 | 6.77 | 92.5 | 11.5
1420 | Bangkok | Autumn | 321 | Desert/Arid | 7.603 | 12.73 | 16.23 | 37.14 | 14.23 | 6.57 | 2.75 | 654150 | 5.04 | 87.2 | 12.2
1421 | New Delhi | Autumn | 310 | Subtropical | 3.897 | 155.23 | 11.73 | 13.83 | 172.73 | 71.85 | 56.5 | 9462390 | 6.93 | 95.8 | 9.3
1422 | Mumbai | Autumn | 349 | Semi-Arid | 5.043 | 128.51 | 15.83 | 36.05 | 141.59 | 70 | 41.43 | 8029325 | 6.19 | 92.6 | 11.6
1423 | Chennai | Winter | 20 | Temperate/Cloudy | 2.249 | 154.84 | 39.12 | 22.57 | 186.26 | 99.89 | 111.34 | 16019732 | 10.31 | 86.4 | 11.1
1424 | Jaipur | Autumn | 289 | Temperate/Cloudy | 2.89 | 17.4 | 19.39 | 23.71 | 19.87 | 9.16 | 8.97 | 1360699 | 8.46 | 91.4 | 11.5
1425 | Kochi | Spring | 100 | Desert/Arid | 7.92 | 169.05 | 20.56 | 26.11 | 199.17 | 95.47 | 34.66 | 9042508 | 5.31 | 91.3 | 11
1426 | Jodhpur | Summer | 252 | Desert/Arid | 7.791 | 127.71 | 25.18 | 21.55 | 143.38 | 69.77 | 24.85 | 6566406 | 5.47 | 94.3 | 10.4
1427 | Ahmedabad | Winter | 77 | Temperate/Cloudy | 2.03 | 117.05 | 39.42 | 9.53 | 144.27 | 68.83 | 88.4 | 12058914 | 10.83 | 92 | 11.3
1428 | Bangalore | Spring | 135 | Desert/Arid | 7.711 | 128.68 | 13.46 | 18.93 | 138.48 | 58.87 | 23.94 | 5800208 | 5.06 | 92.8 | 10.4
1429 | Leh | Spring | 173 | Semi-Arid | 5.835 | 174.24 | 28.84 | 34.87 | 200.47 | 102.38 | 50.29 | 10843274 | 5.96 | 90.5 | 12
1430 | Hyderabad | Autumn | 363 | Desert/Arid | 7.208 | 121.52 | 30.06 | 34.96 | 144.65 | 72.03 | 29.72 | 7134229 | 5.37 | 89.1 | 12.3
1431 | Riyadh | Summer | 201 | Subtropical | 4.728 | 120.38 | 26.26 | 17.88 | 133.31 | 66.07 | 37.02 | 7396477 | 6.81 | 94.5 | 10
1432 | Dubai | Summer | 217 | Semi-Arid | 5.094 | 198.23 | 8.1 | 25.7 | 214.6 | 91.41 | 57.96 | 10822216 | 5.91 | 90.4 | 10.8
1433 | Cairo | Summer | 208 | Subtropical | 4.933 | 153.78 | 28.69 | 13.71 | 191.02 | 85.01 | 49.78 | 9704411 | 6.37 | 91.2 | 10.5
1434 | Lagos | Winter | 74 | Semi-Arid | 6.001 | 94.04 | 7.24 | 14.47 | 101.91 | 38.19 | 21.96 | 4324396 | 5.29 | 93.2 | 11.1
1435 | Nairobi | Winter | 11 | Temperate/Cloudy | 2.838 | 144.41 | 25.86 | 6.04 | 161.93 | 71.05 | 69.65 | 10560774 | 8.61 | 90.4 | 12.3
1436 | Phoenix | Autumn | 287 | Temperate/Cloudy | 2.18 | 83.95 | 30.89 | 45.35 | 103.48 | 52.84 | 73.83 | 9778709 | 9.79 | 92.5 | 9.1
1437 | Perth | Summer | 256 | Subtropical | 3.848 | 53.49 | 12.38 | 14.48 | 55.95 | 26.85 | 18.41 | 3299848 | 7.51 | 92.9 | 9.3
1438 | Madrid | Winter | 12 | Semi-Arid | 6.228 | 123.4 | 34.46 | 15.24 | 142.32 | 71.43 | 29.25 | 7055370 | 6.24 | 93.4 | 10.6
1439 | London | Winter | 78 | Temperate/Cloudy | 3.211 | 186.35 | 6.06 | 17.58 | 195.05 | 80.36 | 79.33 | 11992949 | 7.59 | 91 | 11.1
1440 | Bangkok | Spring | 172 | Semi-Arid | 6.041 | 186.54 | 34.53 | 10.73 | 218.79 | 106.03 | 45.85 | 10685346 | 6.22 | 93.6 | 9.7
1441 | New Delhi | Spring | 96 | Desert/Arid | 7.819 | 74.96 | 21.11 | 33.77 | 82.5 | 44.36 | 15.03 | 4107701 | 5.63 | 92.2 | 11
1442 | Mumbai | Autumn | 306 | Temperate/Cloudy | 2.563 | 110.26 | 12.62 | 8.38 | 116.68 | 45.27 | 56.3 | 7770378 | 8.68 | 95.4 | 9.7
1443 | Chennai | Summer | 273 | Semi-Arid | 6.036 | 50.21 | 9.68 | 11.04 | 52.87 | 21.74 | 10.7 | 2304372 | 5.75 | 97.2 | 9.8
1444 | Jaipur | Spring | 179 | Subtropical | 4.663 | 199.17 | 38.37 | 34.01 | 252.3 | 124.24 | 79.12 | 14739043 | 6.44 | 88.6 | 12.4
1445 | Kochi | Winter | 64 | Desert/Arid | 7.209 | 196.41 | 7.54 | 20.28 | 200.4 | 78.7 | 36.59 | 8154602 | 4.98 | 92.2 | 10.4
1446 | Jodhpur | Spring | 132 | Temperate/Cloudy | 3.063 | 133.41 | 11.97 | 36.86 | 141.26 | 67.28 | 68.33 | 10207949 | 7.86 | 89 | 10.7
1447 | Ahmedabad | Autumn | 343 | Semi-Arid | 6.156 | 162.84 | 17.17 | 30.08 | 182.61 | 87.43 | 42.24 | 9198176 | 5.7 | 90.9 | 11
1448 | Bangalore | Summer | 272 | Desert/Arid | 7.029 | 145.87 | 26.71 | 16.52 | 171.68 | 76.9 | 31.89 | 7630610 | 5.49 | 93.3 | 11.8
1449 | Leh | Autumn | 319 | Desert/Arid | 7.668 | 122.7 | 24.07 | 34.29 | 143.61 | 71.94 | 27.06 | 6896182 | 5.36 | 91.6 | 10.8
1450 | Hyderabad | Autumn | 332 | Semi-Arid | 6.099 | 20.14 | 9.4 | 10.23 | 21.43 | 8.71 | 4.13 | 909527 | 5.82 | 96.8 | 9.8
1451 | Riyadh | Autumn | 341 | Subtropical | 4.983 | 96.41 | 15.14 | 29.14 | 105.74 | 49.37 | 30.18 | 5746835 | 6.16 | 92.3 | 11.3
1452 | Dubai | Spring | 109 | Semi-Arid | 5.707 | 138.21 | 13.36 | 24.67 | 153.66 | 71.57 | 37.08 | 7748219 | 5.9 | 91.9 | 11.6
1453 | Cairo | Summer | 273 | Desert/Arid | 7.213 | 138.73 | 12.47 | 17.05 | 152.96 | 63.04 | 27.91 | 6409738 | 5.13 | 90.5 | 12.1
1454 | Lagos | Spring | 168 | Semi-Arid | 5.424 | 80.89 | 19.39 | 32.18 | 90.72 | 44.84 | 24.3 | 4947768 | 6.05 | 92.5 | 10.7
1455 | Nairobi | Spring | 180 | Temperate/Cloudy | 2.182 | 188.92 | 29.64 | 44.21 | 220.1 | 113.5 | 155.89 | 20769050 | 9.84 | 88.8 | 11.6
1456 | Phoenix | Winter | 58 | Desert/Arid | 7.586 | 41.8 | 12.61 | 49.95 | 45.64 | 23.46 | 9.35 | 2294796 | 5.21 | 91.2 | 11.7
1457 | Perth | Winter | 79 | Semi-Arid | 6.137 | 105.07 | 17.83 | 32.35 | 120.68 | 56.06 | 28.1 | 5986596 | 5.59 | 90 | 11.2
1458 | Madrid | Winter | 61 | Semi-Arid | 6.059 | 141.27 | 18.68 | 23.21 | 150.87 | 69.8 | 33.62 | 7334443 | 5.8 | 94.1 | 11.9
1459 | London | Spring | 121 | Temperate/Cloudy | 3.294 | 142.46 | 39.18 | 15.13 | 177.78 | 87.73 | 69.24 | 11575796 | 8.18 | 92.3 | 11.4
1460 | Bangkok | Summer | 207 | Semi-Arid | 5.953 | 133.24 | 38.41 | 16.57 | 157.56 | 79 | 34.46 | 7987426 | 6.27 | 93.4 | 12.5
1461 | New Delhi | Winter | 34 | Subtropical | 4.363 | 62.3 | 33 | 26.58 | 74.42 | 39.91 | 23.88 | 4600487 | 7.12 | 91.5 | 11.8
1462 | Mumbai | Winter | 70 | Semi-Arid | 5.907 | 39.68 | 13.46 | 21.53 | 44 | 17.29 | 9.91 | 1955008 | 5.38 | 90.3 | 9
1463 | Chennai | Winter | 17 | Temperate/Cloudy | 2.64 | 130.83 | 7.38 | 46.12 | 139.97 | 68.65 | 83.13 | 11587187 | 8.51 | 89.3 | 10.7
1464 | Jaipur | Winter | 20 | Semi-Arid | 5.947 | 123.87 | 16.09 | 21.57 | 134.57 | 61.9 | 30.55 | 6568548 | 5.83 | 89.5 | 9.4
1465 | Kochi | Autumn | 315 | Desert/Arid | 7.996 | 44.08 | 14.34 | 21.81 | 48.32 | 21.35 | 8.05 | 2048298 | 5.13 | 92.5 | 10.1
1466 | Jodhpur | Winter | 69 | Temperate/Cloudy | 2.289 | 143.98 | 22.71 | 22.26 | 159.24 | 75.82 | 93.39 | 12935210 | 9.75 | 88.7 | 10.8
1467 | Ahmedabad | Summer | 215 | Desert/Arid | 7.863 | 96.48 | 32.22 | 42.65 | 113.04 | 62.52 | 22.06 | 5865922 | 5.45 | 89.7 | 11.9
1468 | Bangalore | Spring | 161 | Subtropical | 4.441 | 136.87 | 35.04 | 34.29 | 160.96 | 90.33 | 52.8 | 10303398 | 7.08 | 82.6 | 11.3
1469 | Leh | Spring | 102 | Desert/Arid | 7.225 | 169.1 | 34.57 | 32.64 | 209.19 | 101.13 | 41.46 | 9993136 | 5.38 | 91.6 | 12.2
1470 | Hyderabad | Summer | 206 | Desert/Arid | 6.694 | 42.25 | 17.59 | 20.04 | 47.19 | 20.56 | 9.55 | 2129568 | 5.37 | 89.9 | 10.3
1471 | Riyadh | Spring | 145 | Semi-Arid | 5.402 | 13.64 | 29.05 | 41.81 | 15.87 | 8.26 | 4.49 | 912626 | 6.06 | 87.5 | 11
1472 | Dubai | Winter | 57 | Semi-Arid | 6.431 | 158.03 | 15.95 | 6.73 | 174.88 | 68.68 | 33.07 | 7215835 | 5.47 | 96.3 | 9.1
1473 | Cairo | Winter | 83 | Desert/Arid | 7.271 | 125.84 | 7.13 | 44.19 | 133.98 | 65.41 | 28.81 | 6637672 | 5.11 | 90.9 | 12.4
1474 | Lagos | Summer | 269 | Subtropical | 4.425 | 142.93 | 29.55 | 28.07 | 159.03 | 86.18 | 50.01 | 9798214 | 7.14 | 92.4 | 12.3
1475 | Nairobi | Summer | 187 | Subtropical | 3.962 | 169.25 | 5.34 | 22.92 | 181.62 | 78.68 | 61.75 | 10351320 | 6.82 | 90.4 | 10.8
1476 | Phoenix | Winter | 6 | Semi-Arid | 6.006 | 162.53 | 19.32 | 27.37 | 190.5 | 88.58 | 43.85 | 9411276 | 5.76 | 93.2 | 9.2
1477 | Perth | Autumn | 353 | Desert/Arid | 6.847 | 192.57 | 16.53 | 35.03 | 218.82 | 106.44 | 46.34 | 10753982 | 5.46 | 90.4 | 10.8
1478 | Madrid | Autumn | 350 | Desert/Arid | 6.574 | 111.83 | 29.27 | 5.57 | 121.07 | 55.73 | 22.5 | 5476590 | 5.97 | 93.2 | 10.9
1479 | London | Spring | 110 | Desert/Arid | 6.787 | 102.81 | 31.82 | 44.22 | 123.7 | 69.76 | 28.66 | 6898618 | 5.72 | 92 | 10.2
1480 | Bangkok | Spring | 138 | Subtropical | 4.613 | 86.36 | 15.64 | 25.1 | 94.51 | 43.36 | 27.97 | 5175139 | 6.46 | 89.4 | 13.4
1481 | New Delhi | Winter | 51 | Desert/Arid | 6.907 | 39.2 | 33.41 | 20.43 | 46.64 | 23.98 | 8.79 | 2278634 | 6.05 | 93.1 | 12.5
1482 | Mumbai | Winter | 51 | Temperate/Cloudy | 2.721 | 118.8 | 15.29 | 11.22 | 125.66 | 52.03 | 57.45 | 8296722 | 8.55 | 93.9 | 8.9
1483 | Chennai | Winter | 87 | Semi-Arid | 5.267 | 62.63 | 20.62 | 24.78 | 69.85 | 33.07 | 17.6 | 3620946 | 6.3 | 91.1 | 9.7
1484 | Jaipur | Winter | 68 | Temperate/Cloudy | 2.035 | 185.05 | 30.45 | 27.33 | 209.42 | 113.41 | 142.78 | 19618091 | 10.88 | 88.6 | 11.6
1485 | Kochi | Winter | 84 | Subtropical | 3.948 | 120.81 | 29.25 | 23.16 | 141.31 | 69.62 | 47.95 | 8574972 | 7.3 | 90.8 | 9.8
1486 | Jodhpur | Winter | 42 | Subtropical | 4.199 | 122.64 | 39.56 | 35.54 | 145.54 | 79.96 | 50.55 | 9453528 | 7.18 | 87.8 | 11.4
1487 | Ahmedabad | Summer | 219 | Subtropical | 4.377 | 77.44 | 12.88 | 23.94 | 85.29 | 39.81 | 26.58 | 4830059 | 6.69 | 94.3 | 10.6
1488 | Bangalore | Winter | 57 | Semi-Arid | 6.173 | 19.88 | 28.18 | 48.26 | 23.25 | 12.26 | 6.05 | 1300908 | 5.61 | 88.9 | 11.1
1489 | Leh | Summer | 226 | Subtropical | 4.331 | 16.03 | 26.34 | 31.97 | 17.11 | 9.36 | 5.74 | 1091126 | 7.07 | 89.1 | 12.1
1490 | Hyderabad | Summer | 196 | Subtropical | 4.692 | 90.43 | 37.03 | 41.34 | 112.89 | 61.69 | 36.69 | 7091708 | 6.64 | 86.1 | 13.2
1491 | Riyadh | Summer | 248 | Temperate/Cloudy | 3.425 | 26.07 | 10.47 | 9.92 | 28.01 | 12.44 | 10.09 | 1665182 | 7.76 | 92.6 | 11.1
1492 | Dubai | Spring | 166 | Subtropical | 4.24 | 125.3 | 31.31 | 22.88 | 151.97 | 72.31 | 48.14 | 8761040 | 6.92 | 93.6 | 9.4
1493 | Cairo | Winter | 62 | Temperate/Cloudy | 3.364 | 177.38 | 24.89 | 20.16 | 190.9 | 95.4 | 75.15 | 12575304 | 8.02 | 92 | 10.9
1494 | Lagos | Summer | 263 | Temperate/Cloudy | 2.439 | 177.75 | 14.61 | 30.63 | 192.91 | 90.16 | 111.97 | 15461779 | 9.12 | 90.8 | 10.3
1495 | Nairobi | Spring | 112 | Semi-Arid | 5.621 | 135.22 | 21.61 | 43.75 | 156.69 | 80.6 | 42.76 | 8813314 | 5.91 | 92.9 | 12.7
1496 | Phoenix | Summer | 253 | Semi-Arid | 6.009 | 50.13 | 16.68 | 8.53 | 55.31 | 23.93 | 11.18 | 2484275 | 5.96 | 92.5 | 11.4
1497 | Perth | Summer | 199 | Semi-Arid | 5.717 | 173.97 | 25.28 | 8.27 | 188.04 | 92.9 | 40.5 | 9390780 | 6.54 | 91.3 | 11.3
1498 | Madrid | Spring | 178 | Subtropical | 4.781 | 178.36 | 36.12 | 43.26 | 220.42 | 122.16 | 71.06 | 13903882 | 6.6 | 89.7 | 11.7
1499 | London | Winter | 26 | Subtropical | 4.279 | 47.36 | 24.93 | 14.58 | 52.79 | 24.53 | 15.74 | 2920436 | 6.99 | 93.1 | 10.7
1500 | Bangkok | Summer | 246 | Desert/Arid | 7.18 | 150.11 | 27.11 | 35.09 | 167.16 | 92.11 | 34.26 | 8795884 | 5.76 | 89 | 12.4
1501 | New Delhi | Winter | 19 | Semi-Arid | 5.114 | 64.44 | 23.16 | 29.43 | 72.22 | 36.19 | 20.11 | 4036780 | 6.33 | 89.3 | 10.5
1502 | Mumbai | Summer | 265 | Subtropical | 4.875 | 162.5 | 6.79 | 42.48 | 178.51 | 84.7 | 56.66 | 10285918 | 6 | 93.3 | 11.6
1503 | Chennai | Autumn | 317 | Temperate/Cloudy | 2.154 | 199.48 | 13.15 | 10.63 | 203.12 | 93.38 | 117.3 | 16130268 | 10.29 | 92.4 | 12.4
1504 | Jaipur | Winter | 20 | Subtropical | 4.047 | 15.7 | 22.22 | 10.84 | 17.8 | 8.4 | 5.4 | 1000944 | 7.38 | 89.9 | 10.2
1505 | Kochi | Spring | 106 | Subtropical | 4.281 | 180.5 | 15.86 | 30.06 | 201.89 | 92.83 | 67.03 | 11704031 | 6.57 | 91.6 | 11.2
1506 | Jodhpur | Summer | 237 | Subtropical | 4.393 | 128.3 | 11.36 | 47.59 | 141.58 | 68.62 | 50.84 | 8764442 | 6.32 | 91.5 | 11.3
1507 | Ahmedabad | Autumn | 306 | Semi-Arid | 5.481 | 194.94 | 22.64 | 23.67 | 211.35 | 107.18 | 52.1 | 11303796 | 6.38 | 91.1 | 9.8
1508 | Bangalore | Summer | 246 | Semi-Arid | 5.202 | 98.35 | 16.3 | 19.71 | 103.47 | 50.99 | 26.2 | 5501202 | 6.51 | 93.3 | 9.3
1509 | Leh | Winter | 81 | Semi-Arid | 5.647 | 171 | 14.03 | 32.3 | 186.81 | 88.71 | 48.04 | 9785504 | 5.81 | 89 | 10.2
1510 | Hyderabad | Spring | 150 | Desert/Arid | 6.589 | 21.85 | 21.24 | 46.87 | 24.55 | 13.62 | 5.66 | 1352518 | 5.84 | 90.5 | 10.9
1511 | Riyadh | Winter | 10 | Desert/Arid | 6.878 | 73.7 | 9.66 | 42.66 | 80.11 | 39.54 | 18.21 | 4081846 | 5.25 | 88.3 | 11.6
1512 | Dubai | Autumn | 321 | Semi-Arid | 6.309 | 22.73 | 37.47 | 49.8 | 28.77 | 15.72 | 7.37 | 1634203 | 5.66 | 88.8 | 10.8
1513 | Cairo | Summer | 224 | Desert/Arid | 7.733 | 195.32 | 35.37 | 6.02 | 226.44 | 111.85 | 35.38 | 10137347 | 5.97 | 94.2 | 12.5
1514 | Lagos | Summer | 264 | Temperate/Cloudy | 2.109 | 165.23 | 29.77 | 10.08 | 188.13 | 88.1 | 111.61 | 15300550 | 10.47 | 92.7 | 11.8
1515 | Nairobi | Spring | 149 | Temperate/Cloudy | 3.175 | 171.98 | 8.72 | 32.43 | 184.14 | 84.88 | 83.3 | 12624528 | 7.69 | 88.9 | 11.6
1516 | Phoenix | Autumn | 278 | Temperate/Cloudy | 2.045 | 188.21 | 32.16 | 41.93 | 232.01 | 117.22 | 173.08 | 22505129 | 10.25 | 86.8 | 10.9
1517 | Perth | Autumn | 274 | Semi-Arid | 5.885 | 26.17 | 33.28 | 17.84 | 31.75 | 15.22 | 7.2 | 1587852 | 6.04 | 94.7 | 10.6
1518 | Madrid | Summer | 194 | Desert/Arid | 7.388 | 83.26 | 31.87 | 15.76 | 98.06 | 49.08 | 17.28 | 4601621 | 5.81 | 90.3 | 12.1
1519 | London | Spring | 172 | Temperate/Cloudy | 3.461 | 23.5 | 8.99 | 40.41 | 25.73 | 12.4 | 11.79 | 1811174 | 7.15 | 92 | 11.7
1520 | Bangkok | Summer | 265 | Desert/Arid | 7.562 | 50.05 | 27.54 | 7.54 | 57.11 | 26.78 | 9.73 | 2537153 | 5.56 | 93.1 | 11.6
1521 | New Delhi | Autumn | 310 | Temperate/Cloudy | 2.362 | 53.58 | 34.2 | 21.62 | 65.73 | 32.38 | 36.98 | 5270513 | 9.73 | 89.1 | 10.8
1522 | Mumbai | Winter | 26 | Desert/Arid | 7.607 | 99.13 | 25.21 | 27.76 | 115.47 | 56.46 | 21.69 | 5451818 | 5.33 | 89.9 | 10.5
1523 | Chennai | Autumn | 350 | Subtropical | 4.11 | 61.03 | 27.62 | 30.22 | 73.89 | 34.25 | 25.29 | 4367084 | 6.77 | 94 | 9.2
1524 | Jaipur | Autumn | 356 | Temperate/Cloudy | 2.609 | 29.19 | 21.04 | 37.79 | 33.03 | 16.56 | 18.89 | 2693510 | 8.81 | 97.1 | 10.8
1525 | Kochi | Winter | 26 | Subtropical | 4.915 | 41.82 | 23.5 | 20.97 | 45.73 | 22.65 | 12.06 | 2480512 | 6.74 | 91.1 | 9.4
1526 | Jodhpur | Winter | 34 | Subtropical | 3.541 | 37.98 | 6.2 | 32.57 | 39.81 | 17.2 | 16.42 | 2518051 | 6.98 | 90.7 | 10.9
1527 | Ahmedabad | Summer | 264 | Subtropical | 3.709 | 194.88 | 27.36 | 31.34 | 223.82 | 107.81 | 85.97 | 14302369 | 7.23 | 87.2 | 10.9
1528 | Bangalore | Spring | 138 | Subtropical | 3.844 | 154.27 | 7.85 | 29.64 | 172.82 | 76.94 | 63.13 | 10362257 | 6.88 | 88.3 | 11.4
1529 | Leh | Autumn | 304 | Desert/Arid | 6.818 | 193.87 | 20.23 | 33.82 | 224.39 | 107.98 | 48.08 | 11003009 | 5.41 | 88.9 | 12.3
1530 | Hyderabad | Summer | 183 | Semi-Arid | 5.235 | 93.55 | 15.24 | 16.68 | 100.18 | 45.35 | 25.23 | 5061143 | 6.18 | 91.7 | 12.2
1531 | Riyadh | Autumn | 363 | Subtropical | 3.868 | 62.89 | 24.09 | 8.81 | 71.97 | 32.59 | 23.39 | 4096520 | 7.3 | 92.9 | 11.4
1532 | Dubai | Summer | 242 | Semi-Arid | 5.662 | 161.68 | 9.67 | 10.37 | 170.18 | 66.7 | 37.2 | 7451892 | 5.7 | 94.9 | 9.7
1533 | Cairo | Winter | 54 | Semi-Arid | 6.297 | 71.99 | 29.21 | 15.11 | 86.46 | 39.22 | 18.08 | 4050329 | 5.73 | 92.5 | 10.7
1534 | Lagos | Spring | 168 | Subtropical | 3.636 | 66.88 | 32.83 | 27.51 | 78.63 | 42.65 | 30.01 | 5308624 | 7.84 | 92 | 9.9
1535 | Nairobi | Spring | 119 | Subtropical | 4.481 | 54.18 | 10.72 | 42.82 | 57.21 | 28.12 | 20.17 | 3533611 | 6.3 | 89 | 10.4
1536 | Phoenix | Spring | 143 | Temperate/Cloudy | 2.731 | 34.64 | 8.65 | 36.56 | 37.37 | 17.13 | 20.32 | 2854345 | 8.29 | 90.8 | 11.4
1537 | Perth | Winter | 81 | Temperate/Cloudy | 3.087 | 58.73 | 10.09 | 40.51 | 63.79 | 29.69 | 31.35 | 4609206 | 7.68 | 89.7 | 10.1
1538 | Madrid | Summer | 245 | Semi-Arid | 6.087 | 77.51 | 35.7 | 20.79 | 89.08 | 45.71 | 19.53 | 4585871 | 6.22 | 88.6 | 10.7
1539 | London | Autumn | 352 | Temperate/Cloudy | 3.089 | 138.06 | 23.49 | 23.21 | 159.33 | 78.18 | 69.76 | 11019574 | 8.24 | 87.6 | 10.2
1540 | Bangkok | Autumn | 358 | Semi-Arid | 5.151 | 21.89 | 21.35 | 22.72 | 25.58 | 10.54 | 6.54 | 1235354 | 5.91 | 90.3 | 11.6
1541 | New Delhi | Winter | 62 | Semi-Arid | 6.254 | 50 | 8.73 | 13.63 | 51.13 | 21.35 | 10.16 | 2232628 | 5.66 | 88.2 | 10.8
1542 | Mumbai | Winter | 46 | Temperate/Cloudy | 2.641 | 163.71 | 27.73 | 7.75 | 190.64 | 86.57 | 88.5 | 13185270 | 9.09 | 90.6 | 8.7
1543 | Chennai | Winter | 87 | Semi-Arid | 5.404 | 37.92 | 35.38 | 31.59 | 44.93 | 25.29 | 12.19 | 2658188 | 6.5 | 91.2 | 12.5
1544 | Jaipur | Spring | 99 | Subtropical | 3.539 | 75.1 | 33.99 | 49.51 | 91.68 | 49.03 | 41.38 | 6703847 | 7.38 | 88.7 | 12.1
1545 | Kochi | Autumn | 295 | Desert/Arid | 7.778 | 174.29 | 26.91 | 12.51 | 197.65 | 88.35 | 32.55 | 8409618 | 5.35 | 92.4 | 8.7
1546 | Jodhpur | Winter | 53 | Subtropical | 4.901 | 39.44 | 7.63 | 7.1 | 41.11 | 15.56 | 10.31 | 1880962 | 6 | 96.3 | 11.1
1547 | Ahmedabad | Summer | 192 | Desert/Arid | 6.836 | 25.72 | 8.93 | 40.08 | 28.41 | 13.51 | 6.49 | 1418096 | 5.15 | 89.1 | 12.6
1548 | Bangalore | Winter | 80 | Semi-Arid | 5.301 | 102.06 | 6.73 | 16.37 | 104.08 | 44.43 | 25.68 | 5042495 | 5.97 | 94.4 | 10.4
1549 | Leh | Winter | 16 | Temperate/Cloudy | 2.26 | 67.46 | 14.01 | 42.33 | 77.97 | 34.86 | 53.01 | 6827134 | 9.18 | 88.5 | 11.3
1550 | Hyderabad | Autumn | 360 | Semi-Arid | 5.799 | 117.05 | 9.75 | 36.68 | 129.33 | 59.5 | 32.99 | 6630506 | 5.59 | 91.4 | 10.5
1551 | Riyadh | Autumn | 326 | Desert/Arid | 7.708 | 162.72 | 14.1 | 47.56 | 187 | 96.29 | 38.66 | 9443608 | 5.11 | 89.8 | 11.5
1552 | Dubai | Summer | 194 | Semi-Arid | 5.61 | 36.06 | 18.48 | 23.4 | 39.31 | 18.84 | 9.73 | 2036933 | 6.01 | 92.2 | 11.8
1553 | Cairo | Spring | 141 | Desert/Arid | 6.915 | 120.33 | 38 | 34.79 | 142.77 | 79.39 | 29.91 | 7614508 | 5.93 | 88.8 | 9.9
1554 | Lagos | Spring | 108 | Desert/Arid | 7.305 | 106.05 | 26.36 | 25.92 | 126.08 | 60.67 | 23.51 | 5876044 | 5.51 | 91.7 | 10.1
1555 | Nairobi | Autumn | 303 | Temperate/Cloudy | 3.368 | 37.37 | 34.22 | 33.38 | 43.56 | 23.92 | 18.57 | 3129235 | 8.06 | 90.7 | 11
1556 | Phoenix | Summer | 265 | Temperate/Cloudy | 3.272 | 128.56 | 29.86 | 25.23 | 150.83 | 71.94 | 63.23 | 10055993 | 7.83 | 88.1 | 11.5
1557 | Perth | Autumn | 290 | Semi-Arid | 5.666 | 61.99 | 8.94 | 13.49 | 67.42 | 26.8 | 15.65 | 3055584 | 5.55 | 94.9 | 10.9
1558 | Madrid | Summer | 209 | Subtropical | 4.466 | 102.69 | 30.76 | 27.86 | 120.42 | 60.95 | 37.62 | 7126333 | 6.84 | 88.2 | 11
1559 | London | Spring | 165 | Desert/Arid | 7.039 | 25.63 | 14.63 | 28.79 | 29.16 | 12.85 | 6.32 | 1361665 | 4.93 | 89.6 | 10.2
1560 | Bangkok | Autumn | 342 | Desert/Arid | 7.4 | 97.32 | 27.37 | 41.48 | 113.95 | 61.35 | 23.66 | 5931988 | 5.46 | 90 | 12
1561 | New Delhi | Autumn | 320 | Subtropical | 4.121 | 68.23 | 16.93 | 38.1 | 74.17 | 36.65 | 26.73 | 4644083 | 6.8 | 91.5 | 9.6
1562 | Mumbai | Spring | 152 | Temperate/Cloudy | 3.421 | 166.25 | 39.92 | 34.87 | 206.19 | 109.72 | 88.22 | 14619259 | 7.81 | 90 | 10.5
1563 | Chennai | Autumn | 290 | Desert/Arid | 6.683 | 20.83 | 14.22 | 10.1 | 22.55 | 8.98 | 4.15 | 928284 | 5.39 | 93.9 | 10.6
1564 | Jaipur | Summer | 268 | Subtropical | 3.649 | 89.54 | 14.77 | 37.43 | 106.99 | 48.67 | 43.58 | 6873359 | 6.97 | 88.2 | 11.7
1565 | Kochi | Spring | 151 | Desert/Arid | 6.936 | 97.1 | 37.57 | 27.51 | 114.51 | 63.36 | 22.67 | 5972131 | 6.12 | 89.3 | 10.8
1566 | Jodhpur | Summer | 207 | Subtropical | 4.542 | 147.75 | 5.86 | 45.23 | 158.76 | 74.12 | 54.34 | 9416702 | 6.15 | 86.1 | 12.1
1567 | Ahmedabad | Summer | 255 | Semi-Arid | 6.005 | 119.11 | 29.38 | 46.39 | 139.76 | 78.34 | 36.89 | 8158130 | 5.93 | 87.1 | 12.5
1568 | Bangalore | Autumn | 353 | Temperate/Cloudy | 2.573 | 136.77 | 30.39 | 7.48 | 156.28 | 73.19 | 74.69 | 11135888 | 9.34 | 90 | 10.4
1569 | Leh | Spring | 141 | Semi-Arid | 5.743 | 157.64 | 34.27 | 41.93 | 190.24 | 95.43 | 51.23 | 10487543 | 5.74 | 89.1 | 11.5
1570 | Hyderabad | Autumn | 343 | Subtropical | 4.711 | 173.82 | 39.11 | 6.7 | 201.5 | 101.3 | 52.07 | 10930735 | 7.18 | 97.1 | 10.5
1571 | Riyadh | Autumn | 358 | Semi-Arid | 5.52 | 69.64 | 39.15 | 21.52 | 85 | 43.32 | 21.01 | 4564594 | 6.34 | 92.4 | 10.4
1572 | Dubai | Spring | 96 | Temperate/Cloudy | 3.008 | 112.22 | 7.28 | 29.4 | 119.27 | 53.25 | 56.12 | 8257393 | 7.88 | 87.2 | 9.4
1573 | Cairo | Summer | 227 | Semi-Arid | 6.421 | 169.62 | 33.76 | 11.66 | 204.97 | 97.27 | 40.12 | 9632893 | 6.03 | 89.1 | 11.4
1574 | Lagos | Summer | 193 | Desert/Arid | 7.177 | 198 | 27.62 | 38.58 | 229.06 | 118.06 | 48.18 | 11646785 | 5.43 | 87.2 | 11.7
1575 | Nairobi | Autumn | 303 | Temperate/Cloudy | 3.3 | 179.01 | 27.66 | 5.38 | 212.58 | 97.84 | 78.23 | 12998093 | 8.11 | 89.6 | 12.1
1576 | Phoenix | Autumn | 314 | Temperate/Cloudy | 2.574 | 80.58 | 9.49 | 12.59 | 85.96 | 35.14 | 42.5 | 5926620 | 8.73 | 92.7 | 10.4
1577 | Perth | Spring | 118 | Temperate/Cloudy | 2.142 | 47.08 | 27.76 | 31.14 | 56.74 | 27.58 | 38.17 | 5072071 | 10 | 91 | 10.2
1578 | Madrid | Winter | 5 | Semi-Arid | 5.852 | 102.98 | 39.39 | 37.15 | 127 | 70.6 | 32.47 | 7284379 | 6.18 | 86.7 | 10.4
1579 | London | Autumn | 352 | Semi-Arid | 5.643 | 150.91 | 36.91 | 46.25 | 182.21 | 103.06 | 50.41 | 10896598 | 6.17 | 88.1 | 8.2
1580 | Bangkok | Summer | 243 | Semi-Arid | 5.28 | 103.59 | 20.37 | 36.75 | 117.25 | 63.84 | 32.93 | 6898685 | 6.39 | 90.7 | 10.5
1581 | New Delhi | Winter | 21 | Temperate/Cloudy | 3.392 | 101.8 | 6.4 | 35.23 | 104.93 | 48.83 | 44.85 | 6994386 | 7.41 | 92.6 | 13.5
1582 | Mumbai | Spring | 152 | Subtropical | 4.345 | 169.26 | 17.68 | 22.75 | 187.15 | 87.67 | 58.18 | 10605815 | 6.76 | 92.2 | 12.1
1583 | Chennai | Spring | 128 | Semi-Arid | 5.567 | 78.67 | 33.92 | 5.06 | 91.63 | 42.15 | 19.95 | 4398282 | 6.38 | 93.5 | 9.7
1584 | Jaipur | Spring | 124 | Subtropical | 4.981 | 173.36 | 29.55 | 10.41 | 199.11 | 96.92 | 49.83 | 10459109 | 6.79 | 92.4 | 10.2
1585 | Kochi | Spring | 146 | Desert/Arid | 7.927 | 87.29 | 21.08 | 29.05 | 102.39 | 48.31 | 17.93 | 4609895 | 5.23 | 89 | 10.6
1586 | Jodhpur | Autumn | 277 | Temperate/Cloudy | 2.819 | 72.36 | 6.93 | 35.38 | 77.46 | 34.76 | 40.06 | 5689522 | 8.12 | 89.5 | 12.4
1587 | Ahmedabad | Autumn | 310 | Semi-Arid | 6.171 | 96.26 | 19.94 | 23.79 | 102.42 | 48.98 | 22.49 | 5050466 | 5.86 | 89 | 13.3
1588 | Bangalore | Spring | 152 | Subtropical | 4.426 | 154.86 | 21.42 | 37.88 | 193.97 | 84.81 | 65.26 | 11044144 | 6.16 | 93.1 | 10.8
1589 | Leh | Autumn | 360 | Subtropical | 4.569 | 33.94 | 37.5 | 28.48 | 40.32 | 21.87 | 12.39 | 2460200 | 7 | 87.3 | 11.5
1590 | Hyderabad | Spring | 111 | Semi-Arid | 6.306 | 47.32 | 27.44 | 8.34 | 55.07 | 23.5 | 10.93 | 2435345 | 5.69 | 94.7 | 11.1
1591 | Riyadh | Spring | 116 | Semi-Arid | 6.155 | 190.77 | 15.91 | 13.64 | 199.17 | 95.74 | 41.22 | 9632599 | 6.12 | 89.9 | 11
1592 | Dubai | Summer | 188 | Desert/Arid | 7.948 | 43.34 | 23.39 | 42.8 | 50.68 | 24.84 | 10.15 | 2451624 | 4.9 | 91.1 | 11.2
1593 | Cairo | Winter | 57 | Temperate/Cloudy | 2.77 | 117.87 | 7.31 | 37.62 | 124.43 | 57.99 | 66.66 | 9476788 | 8.27 | 92.8 | 10.8
1594 | Lagos | Summer | 251 | Temperate/Cloudy | 2.625 | 120.07 | 39.04 | 45.26 | 138.66 | 80.91 | 82.77 | 12328117 | 9.15 | 90.8 | 11.4
1595 | Nairobi | Spring | 150 | Semi-Arid | 6.346 | 103.03 | 17.6 | 10.29 | 111.69 | 49.07 | 21.92 | 5006341 | 5.8 | 91 | 8.9
1596 | Phoenix | Spring | 162 | Semi-Arid | 5.47 | 132.5 | 21.73 | 49.56 | 153.91 | 80.67 | 46.09 | 9108632 | 5.82 | 89.3 | 10.6
1597 | Perth | Spring | 120 | Subtropical | 3.645 | 53.67 | 17.43 | 14.42 | 58.53 | 26.57 | 20.68 | 3480515 | 7.44 | 91.5 | 9.7
1598 | Madrid | Winter | 70 | Temperate/Cloudy | 2.477 | 115.01 | 28.89 | 5.53 | 131.66 | 56.79 | 64.77 | 9236077 | 9.28 | 91.2 | 11.6
1599 | London | Autumn | 351 | Temperate/Cloudy | 2.514 | 80.71 | 28.18 | 49.88 | 95.74 | 50.8 | 61.23 | 8549453 | 8.95 | 88.7 | 10.3
1600 | Bangkok | Spring | 99 | Desert/Arid | 7.365 | 135.72 | 30.04 | 17.65 | 157.6 | 79.26 | 27.89 | 7429850 | 5.83 | 93.4 | 9.1
1601 | New Delhi | Spring | 167 | Temperate/Cloudy | 3.151 | 36.83 | 14.39 | 35.06 | 41.05 | 19.91 | 18.96 | 2910676 | 7.85 | 89.6 | 9.3
1602 | Mumbai | Autumn | 298 | Subtropical | 3.94 | 118.47 | 16.05 | 12.95 | 128.87 | 50.29 | 42.13 | 6848747 | 6.65 | 93.6 | 11.1
1603 | Chennai | Spring | 151 | Temperate/Cloudy | 3.36 | 45.2 | 9.38 | 31.11 | 48.64 | 22.43 | 20.55 | 3208338 | 7.49 | 89.6 | 10.1
1604 | Jaipur | Autumn | 326 | Subtropical | 4.13 | 62.94 | 27.94 | 45.68 | 73.05 | 38.45 | 27.56 | 4829992 | 6.84 | 86.9 | 11.2
1605 | Kochi | Winter | 2 | Temperate/Cloudy | 2.417 | 51.55 | 6.39 | 19.41 | 55.19 | 22.05 | 30.44 | 4048388 | 8.87 | 92.1 | 12.4
1606 | Jodhpur | Spring | 152 | Semi-Arid | 5.114 | 44.74 | 25.92 | 35.16 | 51.69 | 26.24 | 14.81 | 2946922 | 6.27 | 89.7 | 11.4
1607 | Ahmedabad | Autumn | 365 | Temperate/Cloudy | 2.406 | 166.89 | 35.44 | 13.46 | 194.8 | 102.42 | 102.83 | 15435689 | 10.06 | 93.2 | 10.2
1608 | Bangalore | Winter | 65 | Desert/Arid | 6.802 | 64.28 | 36.18 | 33.12 | 78.71 | 39.91 | 16.57 | 3961885 | 5.66 | 87.4 | 10.1
1609 | Leh | Autumn | 326 | Temperate/Cloudy | 3.402 | 186.15 | 20.72 | 20.14 | 209.61 | 91.63 | 81.86 | 12923980 | 7.48 | 96.3 | 10.8
1610 | Hyderabad | Winter | 69 | Semi-Arid | 5.24 | 194.29 | 21.08 | 14.5 | 212.34 | 100.16 | 52.23 | 10872893 | 6.4 | 88.9 | 11
1611 | Riyadh | Spring | 121 | Desert/Arid | 7.28 | 118.54 | 7.69 | 19.09 | 129.9 | 52.78 | 23.76 | 5400814 | 5.03 | 93.2 | 11.3
1612 | Dubai | Spring | 109 | Semi-Arid | 5.905 | 37.17 | 28.48 | 13.05 | 41.26 | 21.09 | 8.76 | 2093944 | 6.52 | 91.7 | 8.4
1613 | Cairo | Autumn | 316 | Semi-Arid | 5.198 | 81.16 | 33.74 | 45.59 | 96.09 | 53.26 | 28.78 | 5869601 | 6.32 | 87.5 | 12.4
1614 | Lagos | Summer | 247 | Subtropical | 3.946 | 161.57 | 13.56 | 22.87 | 179.38 | 82.86 | 60.39 | 10495850 | 7.1 | 91.7 | 9.1
1615 | Nairobi | Spring | 93 | Subtropical | 3.998 | 79.8 | 19.75 | 16.04 | 92.76 | 40.21 | 29.78 | 5134811 | 6.95 | 93.8 | 10.1
1616 | Phoenix | Summer | 268 | Semi-Arid | 6.017 | 26.53 | 34.36 | 25.18 | 31.1 | 16.45 | 7 | 1647870 | 6.31 | 92.4 | 12.1
1617 | Perth | Spring | 103 | Desert/Arid | 7.965 | 115.79 | 35.7 | 19.42 | 138.96 | 73.32 | 23.08 | 6635429 | 5.82 | 90.8 | 8.7
1618 | Madrid | Spring | 112 | Semi-Arid | 5.971 | 170.57 | 13.51 | 38.5 | 183.2 | 90.19 | 45.87 | 9689173 | 5.7 | 91.1 | 10.8
1619 | London | Autumn | 321 | Semi-Arid | 5.347 | 161.23 | 24.27 | 48.7 | 184.79 | 103.31 | 56.15 | 11413794 | 6.13 | 86.3 | 11.1
1620 | Bangkok | Autumn | 304 | Semi-Arid | 6.384 | 43.27 | 11.74 | 24.71 | 48.38 | 20.4 | 10.49 | 2201606 | 5.3 | 91.6 | 10.8
1621 | New Delhi | Autumn | 344 | Subtropical | 4.791 | 137.83 | 8.57 | 43.75 | 152.16 | 72.24 | 48.92 | 8824771 | 6.07 | 91 | 11.3
1622 | Mumbai | Winter | 62 | Temperate/Cloudy | 2.361 | 51.9 | 36.89 | 30.46 | 64.53 | 31.62 | 38.84 | 5385122 | 9.46 | 85.5 | 11.5
1623 | Chennai | Autumn | 300 | Semi-Arid | 5.374 | 51.46 | 33.72 | 12.08 | 61.8 | 28.77 | 14.63 | 3090587 | 6.34 | 92.3 | 9.4
1624 | Jaipur | Spring | 136 | Desert/Arid | 7.746 | 176.07 | 31.6 | 36.08 | 198.78 | 106.29 | 37.56 | 9977512 | 5.53 | 89.5 | 11.1
1625 | Kochi | Winter | 55 | Temperate/Cloudy | 3.052 | 57.44 | 6.71 | 28.1 | 59.11 | 28.14 | 27.1 | 4140276 | 8.07 | 94.4 | 10.5
1626 | Jodhpur | Spring | 108 | Semi-Arid | 6.14 | 60.02 | 34.53 | 34.28 | 72.69 | 40.25 | 17.37 | 4053193 | 6.12 | 90.2 | 10.9
1627 | Ahmedabad | Autumn | 303 | Temperate/Cloudy | 3.206 | 10.12 | 20.33 | 45.04 | 11.13 | 5.88 | 5.68 | 866645 | 7.67 | 90.4 | 13
1628 | Bangalore | Summer | 258 | Semi-Arid | 5.215 | 175.43 | 16.98 | 24.82 | 188.91 | 87.27 | 49.13 | 9790007 | 6.16 | 91.1 | 12.2
1629 | Leh | Summer | 253 | Temperate/Cloudy | 2.58 | 160.59 | 24.13 | 45.55 | 194.64 | 93.78 | 118.25 | 16238460 | 8.58 | 90.5 | 12.8
1630 | Hyderabad | Summer | 222 | Subtropical | 4.702 | 129.19 | 8.2 | 38.78 | 138.09 | 65.75 | 44.37 | 8018413 | 6.19 | 91.8 | 11.2
1631 | Riyadh | Spring | 167 | Desert/Arid | 6.537 | 152.55 | 31.48 | 26.99 | 183.05 | 89.5 | 39.35 | 9076116 | 5.69 | 88.1 | 13
1632 | Dubai | Spring | 160 | Subtropical | 4.085 | 38.89 | 25.39 | 32.14 | 44.97 | 22.11 | 15.48 | 2745263 | 7 | 91.1 | 10
1633 | Cairo | Spring | 166 | Semi-Arid | 5.989 | 97.08 | 11.53 | 19.65 | 102.55 | 48.64 | 22.65 | 5043024 | 5.99 | 94.8 | 10.2
1634 | Lagos | Summer | 205 | Desert/Arid | 6.773 | 76.73 | 11.59 | 49.26 | 81.67 | 41.88 | 19.42 | 4334971 | 5.31 | 91.5 | 10.3
1635 | Nairobi | Summer | 267 | Desert/Arid | 7.563 | 27.82 | 11.45 | 35.03 | 30.67 | 14.54 | 6.1 | 1448916 | 5.06 | 91 | 10.4
1636 | Phoenix | Spring | 138 | Temperate/Cloudy | 3.408 | 102.36 | 7 | 6.97 | 110.94 | 41.87 | 39.77 | 6112117 | 7.27 | 94.6 | 10.6
1637 | Perth | Autumn | 346 | Subtropical | 4.396 | 184.94 | 25.57 | 19.7 | 207.48 | 95.93 | 62.32 | 11487865 | 6.76 | 93.6 | 10.8
1638 | Madrid | Summer | 248 | Temperate/Cloudy | 2.914 | 17.61 | 34.41 | 33.05 | 21.18 | 10.48 | 10.52 | 1579267 | 8.3 | 87.7 | 11.7
1639 | London | Winter | 55 | Desert/Arid | 7.955 | 65.38 | 5.61 | 7.53 | 64.65 | 26.92 | 9.91 | 2561698 | 5.24 | 94.9 | 12.3
1640 | Bangkok | Summer | 209 | Desert/Arid | 7.562 | 49.43 | 6.72 | 6.07 | 50.3 | 21.65 | 8.25 | 2084670 | 5.39 | 90.1 | 9.5
1641 | New Delhi | Winter | 17 | Semi-Arid | 5.24 | 55.25 | 25.05 | 25.25 | 63.9 | 31.2 | 16.53 | 3409661 | 6.34 | 92.9 | 9.5
1642 | Mumbai | Winter | 68 | Desert/Arid | 7.052 | 182.6 | 33.68 | 19.97 | 219.39 | 110.23 | 41.06 | 10531492 | 5.86 | 90.5 | 8.5
1643 | Chennai | Spring | 133 | Semi-Arid | 5.126 | 98.93 | 16.44 | 24.72 | 111.05 | 48.63 | 29.96 | 5680996 | 5.96 | 91.5 | 10
1644 | Jaipur | Summer | 188 | Semi-Arid | 5.742 | 98.6 | 17.24 | 16.82 | 102.38 | 50.5 | 23.77 | 5258047 | 6.21 | 91.3 | 10.4
1645 | Kochi | Autumn | 308 | Temperate/Cloudy | 2.535 | 154.51 | 25.87 | 12.41 | 172.95 | 84.53 | 86.61 | 12891640 | 9.46 | 92.4 | 10.1
1646 | Jodhpur | Spring | 138 | Desert/Arid | 6.532 | 39.35 | 14.6 | 36.01 | 42.61 | 20.35 | 9.59 | 2119832 | 5.45 | 91.2 | 9.7
1647 | Ahmedabad | Spring | 174 | Temperate/Cloudy | 2.766 | 102.58 | 5.93 | 28.16 | 107.93 | 48.46 | 54.7 | 7831572 | 8.34 | 93.4 | 10.7
1648 | Bangalore | Spring | 97 | Desert/Arid | 6.956 | 91.7 | 30.73 | 14.01 | 105.83 | 47.95 | 19.29 | 4706024 | 5.65 | 94.7 | 10.1
1649 | Leh | Spring | 171 | Desert/Arid | 6.692 | 123.41 | 26.9 | 19.38 | 145.52 | 69.94 | 28.89 | 6930050 | 5.78 | 91.8 | 9.9
1650 | Hyderabad | Spring | 154 | Semi-Arid | 6.252 | 199.92 | 25.33 | 31.63 | 232.92 | 113.24 | 53.16 | 11778178 | 5.71 | 87.2 | 11.4
1651 | Riyadh | Summer | 183 | Temperate/Cloudy | 2.217 | 156.2 | 30.96 | 8.25 | 186.36 | 81.04 | 103.71 | 14165626 | 9.93 | 95.2 | 9.9
1652 | Dubai | Summer | 242 | Subtropical | 3.819 | 85.59 | 28.63 | 11.64 | 96.18 | 46.92 | 31.98 | 5749733 | 7.59 | 89.5 | 12.2
1653 | Cairo | Autumn | 304 | Subtropical | 3.579 | 167.24 | 12.21 | 8.3 | 171.07 | 67.72 | 59.46 | 9460786 | 7.17 | 92.7 | 10.6
1654 | Lagos | Autumn | 285 | Subtropical | 4.161 | 42.43 | 17.34 | 41.55 | 49.88 | 24.13 | 18.24 | 3113636 | 6.61 | 89 | 10.8
1655 | Nairobi | Winter | 27 | Temperate/Cloudy | 2.526 | 15.79 | 9.41 | 38.86 | 17.43 | 7.7 | 10.72 | 1421599 | 8.46 | 90.7 | 11.2
1656 | Phoenix | Autumn | 360 | Desert/Arid | 7.622 | 48.85 | 9.54 | 38.9 | 52.23 | 23.66 | 10.42 | 2400871 | 4.87 | 88.1 | 9.2
1657 | Perth | Winter | 60 | Semi-Arid | 5.323 | 74.68 | 28.67 | 37.23 | 89.06 | 45.79 | 24.85 | 5055666 | 6.16 | 87.2 | 12.5
1658 | Madrid | Summer | 202 | Subtropical | 3.833 | 107.01 | 35.05 | 35.12 | 131.79 | 68.24 | 50.35 | 8697696 | 7.26 | 89.7 | 11.8
1659 | London | Summer | 250 | Subtropical | 4.382 | 126.87 | 38.7 | 26.46 | 154.15 | 84.51 | 49.06 | 9610012 | 7.2 | 88.8 | 10.3
1660 | Bangkok | Autumn | 362 | Subtropical | 4.683 | 183.02 | 26.99 | 33.9 | 209.59 | 103.9 | 64.92 | 12217111 | 6.48 | 93 | 9.6
1661 | New Delhi | Winter | 69 | Semi-Arid | 5.604 | 106.87 | 11.44 | 6.73 | 111.87 | 49.08 | 24.39 | 5222750 | 6.16 | 92.7 | 9.7
1662 | Mumbai | Winter | 21 | Semi-Arid | 5.094 | 105.24 | 8.7 | 32.97 | 114.61 | 49.19 | 31.94 | 5889248 | 5.83 | 89.2 | 9.7
1663 | Chennai | Spring | 152 | Desert/Arid | 7.516 | 19.55 | 33.45 | 40 | 23.68 | 12.99 | 4.73 | 1231583 | 5.58 | 92.7 | 9
1664 | Jaipur | Spring | 102 | Subtropical | 4.982 | 16.63 | 25.26 | 27.52 | 19.74 | 9.78 | 5.58 | 1103609 | 6.4 | 91.9 | 9.4
1665 | Kochi | Spring | 95 | Desert/Arid | 7.953 | 114.72 | 26.64 | 21.09 | 130.77 | 64.47 | 21.8 | 5966058 | 5.55 | 97 | 7.7
1666 | Jodhpur | Autumn | 361 | Desert/Arid | 7.109 | 93.25 | 32.35 | 17.48 | 106.38 | 52.32 | 19.31 | 4983082 | 5.85 | 87.8 | 10.9
1667 | Ahmedabad | Summer | 229 | Temperate/Cloudy | 3.251 | 169.44 | 29.61 | 33.93 | 212.94 | 97.84 | 94.49 | 14418566 | 7.56 | 90.5 | 10.8
1668 | Bangalore | Spring | 125 | Desert/Arid | 7.584 | 40.53 | 34.21 | 36.18 | 49.01 | 24.33 | 9.39 | 2353100 | 5.33 | 90.6 | 12.2
1669 | Leh | Summer | 258 | Temperate/Cloudy | 2.698 | 14.74 | 6.97 | 44.19 | 16.38 | 8.1 | 9.77 | 1363807 | 8.34 | 90.3 | 12
1670 | Hyderabad | Autumn | 322 | Desert/Arid | 6.905 | 95.32 | 31.16 | 20.41 | 112.84 | 54.58 | 21.39 | 5307170 | 5.79 | 90.7 | 10.2
1671 | Riyadh | Summer | 236 | Subtropical | 4.284 | 55.12 | 34.78 | 39.64 | 67.09 | 34.74 | 23.8 | 4267788 | 6.75 | 91.8 | 10.6
1672 | Dubai | Spring | 162 | Desert/Arid | 7.268 | 19.43 | 15.01 | 30.26 | 21.36 | 9.61 | 4.39 | 988940 | 5 | 92.2 | 11.9
1673 | Cairo | Winter | 42 | Desert/Arid | 7.208 | 147.67 | 27.42 | 44.73 | 162.37 | 92.94 | 35.8 | 8982708 | 5.61 | 85.8 | 11
1674 | Lagos | Autumn | 276 | Desert/Arid | 6.836 | 31.2 | 16 | 28.75 | 33.61 | 15.93 | 7.17 | 1629961 | 5.36 | 89.6 | 11.2
1675 | Nairobi | Autumn | 353 | Desert/Arid | 6.74 | 125.58 | 38.53 | 28.29 | 153.6 | 75.69 | 32.15 | 7577094 | 5.64 | 87.9 | 10.6
1676 | Phoenix | Winter | 68 | Subtropical | 3.828 | 63.4 | 6.17 | 31 | 62.41 | 30.94 | 23.29 | 3983834 | 7.2 | 91.3 | 10.9
1677 | Perth | Spring | 173 | Temperate/Cloudy | 2.486 | 42.96 | 25.29 | 38.72 | 50.17 | 25.96 | 30.16 | 4270258 | 9.18 | 91.8 | 10.9
1678 | Madrid | Autumn | 331 | Subtropical | 4.418 | 82.15 | 10.83 | 48.41 | 92.79 | 47.8 | 33.82 | 5965915 | 6.43 | 88.9 | 10.8
1679 | London | Spring | 125 | Temperate/Cloudy | 3.041 | 162.27 | 29.93 | 8.31 | 190.02 | 90.99 | 77.31 | 12486172 | 8.56 | 92.2 | 11.8
1680 | Bangkok | Spring | 170 | Semi-Arid | 6.17 | 84.5 | 11.16 | 7.4 | 91.04 | 31.28 | 18.16 | 3557098 | 5.12 | 91.7 | 10
1681 | New Delhi | Winter | 47 | Subtropical | 4.077 | 152.65 | 13.24 | 47.19 | 175.29 | 89.04 | 68.53 | 11596301 | 6.69 | 91.1 | 11
1682 | Mumbai | Summer | 261 | Desert/Arid | 7.854 | 33.84 | 22.3 | 28.84 | 40.16 | 19.55 | 7.91 | 1922668 | 4.99 | 93.5 | 12.4
1683 | Chennai | Summer | 217 | Semi-Arid | 5.846 | 156.83 | 37.02 | 32.67 | 195.28 | 98.86 | 48.13 | 10432817 | 5.98 | 89.8 | 11.3
1684 | Jaipur | Autumn | 305 | Desert/Arid | 6.935 | 55.02 | 12.41 | 26.71 | 60.28 | 26.65 | 12.07 | 2733385 | 5.26 | 94.9 | 9.7
1685 | Kochi | Spring | 124 | Temperate/Cloudy | 2.795 | 138.7 | 10.05 | 9.21 | 146.02 | 60.93 | 64.69 | 9489908 | 8.46 | 92.5 | 11.1
1686 | Jodhpur | Autumn | 293 | Desert/Arid | 7.172 | 117.5 | 31.56 | 39.56 | 140.96 | 72.16 | 29.68 | 7138925 | 5.4 | 86.7 | 13.8
1687 | Ahmedabad | Spring | 162 | Desert/Arid | 7.537 | 186.54 | 22.52 | 38.63 | 213.42 | 107.66 | 42.76 | 10518094 | 5.26 | 91.6 | 10.9
1688 | Bangalore | Summer | 201 | Subtropical | 4.922 | 83.59 | 36.91 | 19.03 | 102.5 | 52.35 | 27.49 | 5699576 | 6.79 | 91.1 | 11.7
1689 | Leh | Autumn | 275 | Semi-Arid | 5.638 | 22.57 | 10.13 | 18.78 | 24.52 | 10.58 | 5.78 | 1171481 | 5.79 | 91.5 | 10.9
1690 | Hyderabad | Summer | 206 | Desert/Arid | 6.589 | 13.64 | 27.61 | 42.7 | 15.96 | 8.29 | 3.67 | 842881 | 5.62 | 89.5 | 11.3
1691 | Riyadh | Winter | 40 | Temperate/Cloudy | 3.049 | 167.1 | 13.15 | 8.26 | 185.38 | 77.85 | 75.02 | 11458297 | 8.07 | 90.3 | 10.9
1692 | Dubai | Summer | 273 | Semi-Arid | 5.015 | 109.7 | 10.49 | 44.65 | 120.07 | 59.1 | 37.22 | 6974839 | 6.02 | 86.5 | 10.3
1693 | Cairo | Summer | 188 | Subtropical | 4.392 | 157.3 | 28.92 | 16.55 | 176.83 | 88.21 | 51.96 | 10096456 | 7.13 | 92.1 | 11.2
1694 | Lagos | Autumn | 355 | Temperate/Cloudy | 2.878 | 54.54 | 25.78 | 31.68 | 63.16 | 31.1 | 31.44 | 4705898 | 8.38 | 91.4 | 9.6
1695 | Nairobi | Spring | 93 | Subtropical | 4.205 | 75.57 | 31.42 | 47.12 | 89.26 | 49.47 | 34.15 | 6099954 | 6.85 | 91.5 | 10.5
1696 | Phoenix | Winter | 42 | Temperate/Cloudy | 2.409 | 15.72 | 15.83 | 35.52 | 18 | 8.19 | 10.86 | 1464700 | 9.02 | 92.4 | 12.7
1697 | Perth | Spring | 107 | Temperate/Cloudy | 2.155 | 192.68 | 20.68 | 23.65 | 211.7 | 94.63 | 132.72 | 17556109 | 9.89 | 92.9 | 10.6
1698 | Madrid | Autumn | 328 | Temperate/Cloudy | 2.811 | 136.89 | 19.19 | 36.03 | 154.67 | 75.41 | 81.3 | 11853198 | 8.36 | 93 | 9.8
1699 | London | Winter | 65 | Desert/Arid | 7.779 | 187.31 | 39.44 | 20.48 | 231.26 | 116.48 | 39.62 | 10799443 | 5.65 | 92 | 11
1700 | Bangkok | Autumn | 365 | Semi-Arid | 5.297 | 60.44 | 15.23 | 17.48 | 64.65 | 29.34 | 16.18 | 3261905 | 6.13 | 91.8 | 10.3
1701 | New Delhi | Autumn | 309 | Desert/Arid | 7.795 | 126.18 | 15.32 | 49.85 | 144.5 | 75.46 | 29.82 | 7359055 | 5.1 | 91.1 | 11
1702 | Mumbai | Spring | 135 | Subtropical | 4.595 | 138.91 | 17.41 | 38.79 | 152.71 | 75.2 | 49.82 | 9089875 | 6.4 | 92 | 9.6
1703 | Chennai | Winter | 24 | Subtropical | 3.871 | 70.33 | 24.76 | 34.01 | 81.88 | 40.38 | 31.05 | 5256468 | 7.05 | 90.3 | 11.7
1704 | Jaipur | Winter | 28 | Semi-Arid | 5.037 | 171.14 | 13.83 | 20.99 | 189.28 | 85.6 | 50.22 | 9780019 | 6.23 | 89.8 | 11.1
1705 | Kochi | Winter | 62 | Subtropical | 4.637 | 189.96 | 37.04 | 7.21 | 223.3 | 106.16 | 59.06 | 11847562 | 6.97 | 88.9 | 10.1
1706 | Jodhpur | Summer | 273 | Temperate/Cloudy | 2.634 | 178.12 | 14.3 | 6.4 | 191.22 | 80.09 | 88 | 12733350 | 8.85 | 95.3 | 10.8
1707 | Ahmedabad | Summer | 229 | Semi-Arid | 5.845 | 150.42 | 36.35 | 29.94 | 183.32 | 94.11 | 44.57 | 9822565 | 6.08 | 91.1 | 12.8
1708 | Bangalore | Winter | 20 | Temperate/Cloudy | 3.296 | 62.72 | 8.62 | 39.29 | 67.7 | 31.52 | 30.66 | 4664218 | 7.44 | 91.9 | 10
1709 | Leh | Winter | 3 | Semi-Arid | 5.718 | 63.51 | 27.98 | 29.18 | 75.7 | 38.15 | 18.92 | 4056301 | 6.04 | 92.4 | 11.5
1710 | Hyderabad | Summer | 218 | Semi-Arid | 5.901 | 193.04 | 36.74 | 42.84 | 244.46 | 128.29 | 63.9 | 13664574 | 5.84 | 87.1 | 11.7
1711 | Riyadh | Autumn | 307 | Temperate/Cloudy | 2.912 | 11.95 | 10.91 | 6.5 | 12.31 | 5.31 | 5.22 | 790549 | 8.38 | 90.1 | 11.4
1712 | Dubai | Spring | 136 | Temperate/Cloudy | 2.368 | 146.05 | 38.89 | 21.5 | 183.78 | 85.45 | 103.88 | 14458307 | 9.47 | 91.9 | 11.7
1713 | Cairo | Winter | 3 | Desert/Arid | 6.685 | 144.19 | 20.85 | 15.67 | 159.37 | 69.2 | 30.91 | 7059898 | 5.51 | 94.8 | 10.2
1714 | Lagos | Summer | 193 | Subtropical | 4.759 | 128.31 | 38.1 | 25.13 | 162.52 | 74.87 | 47.25 | 8844570 | 6.34 | 91.3 | 11
1715 | Nairobi | Winter | 73 | Temperate/Cloudy | 2.349 | 198.12 | 28.69 | 8.26 | 224.19 | 100.56 | 117.83 | 16628909 | 9.68 | 89.8 | 11.1
1716 | Phoenix | Autumn | 361 | Desert/Arid | 7.969 | 69.26 | 15.56 | 47.94 | 79.84 | 42.03 | 15.7 | 4019442 | 5.18 | 89.9 | 10.2
1717 | Perth | Spring | 118 | Temperate/Cloudy | 2.347 | 74.59 | 11.59 | 15.05 | 81.47 | 33.98 | 44.5 | 6028260 | 9.3 | 90.7 | 11.4
1718 | Madrid | Spring | 154 | Semi-Arid | 6.17 | 25 | 15.63 | 46.5 | 27.96 | 13.79 | 7.37 | 1512613 | 5.36 | 86.5 | 11
1719 | London | Summer | 209 | Desert/Arid | 7.902 | 94.13 | 8.26 | 24.17 | 100.66 | 45.06 | 17.14 | 4336130 | 5.16 | 92.2 | 12.6
1720 | Bangkok | Winter | 34 | Temperate/Cloudy | 3.435 | 59.6 | 10.04 | 49.35 | 68.55 | 33.49 | 31.72 | 4880929 | 7.22 | 89.9 | 10.5
1721 | New Delhi | Spring | 137 | Temperate/Cloudy | 2.853 | 75.24 | 8.66 | 29.93 | 80.26 | 34.39 | 39.51 | 5618164 | 8.03 | 91.4 | 9.5
1722 | Mumbai | Autumn | 318 | Temperate/Cloudy | 2.728 | 168.57 | 19.8 | 46.89 | 191.81 | 107.91 | 111.06 | 16500532 | 8.78 | 90.2 | 12.1
1723 | Chennai | Spring | 120 | Subtropical | 3.82 | 187.74 | 32.85 | 5.24 | 210.35 | 103.42 | 65.65 | 12250644 | 7.87 | 91.3 | 10.1
1724 | Jaipur | Spring | 115 | Temperate/Cloudy | 2.606 | 45.29 | 9.95 | 38.67 | 51.64 | 23.6 | 29.33 | 4049069 | 8.54 | 90.8 | 9.7
1725 | Kochi | Winter | 13 | Semi-Arid | 6.153 | 80.78 | 9.56 | 45.64 | 87.7 | 43.64 | 21.95 | 4666872 | 5.57 | 89 | 11.5
1726 | Jodhpur | Winter | 69 | Temperate/Cloudy | 2.374 | 186.44 | 27.52 | 11.29 | 219.08 | 101.21 | 115.98 | 16508243 | 9.66 | 92 | 12.1
1727 | Ahmedabad | Autumn | 333 | Semi-Arid | 5.057 | 21.74 | 11.9 | 9.33 | 22.77 | 9.33 | 5.83 | 1097099 | 6 | 94 | 11.3
1728 | Bangalore | Summer | 257 | Desert/Arid | 7.98 | 27.55 | 8.42 | 24.11 | 30.38 | 13.94 | 5.26 | 1337734 | 5.14 | 94.3 | 10
1729 | Leh | Winter | 89 | Desert/Arid | 6.884 | 40.93 | 10.84 | 47.02 | 46.34 | 21.92 | 10.71 | 2316586 | 5.06 | 90.3 | 11.1
1730 | Hyderabad | Winter | 47 | Semi-Arid | 5.691 | 123.09 | 37.33 | 29.41 | 148 | 80.85 | 36.8 | 8308398 | 6.39 | 91.4 | 10.6
1731 | Riyadh | Summer | 260 | Subtropical | 3.838 | 38.59 | 33.75 | 28.74 | 45.13 | 23.41 | 16.24 | 2893556 | 7.48 | 90.5 | 12.6
1732 | Dubai | Summer | 228 | Semi-Arid | 5.743 | 193.93 | 17.39 | 11.35 | 208.16 | 90.06 | 45.9 | 9683604 | 5.92 | 94 | 10.2
1733 | Cairo | Spring | 180 | Semi-Arid | 5.162 | 94.88 | 27.95 | 5.04 | 105.56 | 52.74 | 24.77 | 5486527 | 6.91 | 95.2 | 10.6
1734 | Lagos | Winter | 10 | Subtropical | 4.557 | 105.29 | 23.8 | 41.46 | 125.73 | 62.63 | 42.34 | 7644512 | 6.39 | 93.4 | 10.8
1735 | Nairobi | Autumn | 284 | Temperate/Cloudy | 2.784 | 56.87 | 28.7 | 8.94 | 65.17 | 30.26 | 29.16 | 4453798 | 8.84 | 95.1 | 9.3
1736 | Phoenix | Spring | 126 | Desert/Arid | 7.32 | 99.48 | 28.89 | 33.52 | 113.61 | 60.53 | 22.63 | 5790347 | 5.63 | 90.1 | 10.8
1737 | Perth | Spring | 134 | Subtropical | 4.699 | 135.76 | 27.01 | 46.16 | 159.67 | 92.29 | 53.62 | 10498513 | 6.72 | 91.3 | 10.7
1738 | Madrid | Spring | 155 | Temperate/Cloudy | 3.168 | 152.72 | 14.31 | 14.39 | 164.77 | 78.25 | 66.61 | 10748800 | 8.21 | 93.9 | 12
1739 | London | Summer | 248 | Subtropical | 4.207 | 153.23 | 6.37 | 34.94 | 154.4 | 77.92 | 53.6 | 9591456 | 6.86 | 90 | 11.2
1740 | Bangkok | Spring | 140 | Subtropical | 4.485 | 119.8 | 20.94 | 8.54 | 131.73 | 65.43 | 36.41 | 7302868 | 7.21 | 94.2 | 10.2
1741 | New Delhi | Autumn | 318 | Desert/Arid | 6.965 | 181.83 | 36.18 | 32.17 | 223.54 | 112.77 | 46.14 | 11135300 | 5.58 | 87.7 | 11.1
1742 | Mumbai | Spring | 176 | Semi-Arid | 6.402 | 165.31 | 24.93 | 12.38 | 185.9 | 88.42 | 36.65 | 8772204 | 6.03 | 93.6 | 10.6
1743 | Chennai | Autumn | 323 | Desert/Arid | 6.616 | 153.84 | 34.13 | 38.12 | 186.76 | 99.38 | 42.32 | 9958015 | 5.73 | 93 | 10.7
1744 | Jaipur | Spring | 174 | Temperate/Cloudy | 2.066 | 20.57 | 39.71 | 18.56 | 25.08 | 12.03 | 15.98 | 2153903 | 10.51 | 92.8 | 11.6
1745 | Kochi | Winter | 74 | Subtropical | 4.497 | 11.31 | 10.73 | 25.85 | 12.1 | 5.55 | 4.01 | 699964 | 6.26 | 94.3 | 11.5
1746 | Jodhpur | Autumn | 351 | Subtropical | 4.888 | 50.36 | 29.21 | 31.97 | 60.28 | 29.73 | 17.22 | 3377329 | 6.47 | 89.6 | 10
1747 | Ahmedabad | Spring | 143 | Temperate/Cloudy | 2.115 | 136.07 | 28.6 | 12.71 | 161.87 | 78.04 | 96.73 | 13366853 | 10.53 | 93.3 | 11.7
1748 | Bangalore | Autumn | 292 | Subtropical | 3.559 | 88.13 | 39.3 | 38.37 | 104.46 | 58.67 | 43.66 | 7510348 | 7.79 | 90.6 | 11.7
1749 | Leh | Spring | 112 | Desert/Arid | 6.562 | 86.46 | 39.5 | 18.62 | 103.2 | 52.77 | 20.58 | 5122379 | 6.11 | 90.6 | 10.9
1750 | Hyderabad | Summer | 206 | Temperate/Cloudy | 2.823 | 178.07 | 29.03 | 34.81 | 222.19 | 113.58 | 114.84 | 17187962 | 8.55 | 91.4 | 9.4
1751 | Riyadh | Spring | 131 | Semi-Arid | 5.212 | 180.16 | 13.53 | 12.12 | 194.83 | 82.34 | 46.88 | 9282857 | 6.12 | 94 | 10.8
1752 | Dubai | Spring | 110 | Temperate/Cloudy | 3.291 | 182.74 | 32.95 | 35.97 | 218.7 | 119.73 | 97.67 | 16075441 | 8.06 | 91.1 | 10.5
1753 | Cairo | Winter | 67 | Temperate/Cloudy | 2.073 | 69.64 | 8.75 | 10.77 | 72.77 | 30.41 | 43.85 | 5746566 | 10.19 | 91.4 | 11.4
1754 | Lagos | Winter | 86 | Temperate/Cloudy | 3.447 | 141.3 | 32.32 | 24.14 | 171.95 | 85.36 | 67.62 | 11284963 | 7.8 | 93.5 | 11.3
1755 | Nairobi | Autumn | 275 | Desert/Arid | 7.855 | 61.61 | 36.86 | 16.12 | 71.48 | 36.53 | 11.84 | 3335732 | 5.78 | 92.4 | 12.1
1756 | Phoenix | Summer | 227 | Desert/Arid | 6.809 | 46.22 | 18.4 | 38.68 | 53.65 | 26.32 | 11.62 | 2673283 | 5.45 | 90 | 9.9
1757 | Perth | Autumn | 325 | Desert/Arid | 7.757 | 45.08 | 27.07 | 16.79 | 51.22 | 24.49 | 9.15 | 2342214 | 5.32 | 91.8 | 13
1758 | Madrid | Winter | 10 | Subtropical | 4.927 | 75 | 20.05 | 44.68 | 84.47 | 42.7 | 27.05 | 5053188 | 6.11 | 89.5 | 11.9
1759 | London | Autumn | 355 | Temperate/Cloudy | 2.658 | 91.69 | 20.32 | 45.13 | 104.86 | 53.74 | 61.59 | 8766122 | 8.63 | 87.8 | 11.9
1760 | Bangkok | Autumn | 288 | Semi-Arid | 5.288 | 167.88 | 15.86 | 13.84 | 182.62 | 84.23 | 44 | 9150330 | 6.34 | 95.2 | 12.4
1761 | New Delhi | Spring | 112 | Subtropical | 4.726 | 32.78 | 31.67 | 32.62 | 38.43 | 20.53 | 11.83 | 2326859 | 6.71 | 92.1 | 11.1
1762 | Mumbai | Winter | 24 | Desert/Arid | 7.066 | 149.64 | 37.77 | 8.95 | 181.94 | 89.5 | 32.12 | 8444503 | 6 | 94.3 | 11.6
1763 | Chennai | Autumn | 291 | Temperate/Cloudy | 2.588 | 110.98 | 37.93 | 22.62 | 130.97 | 69.02 | 68.17 | 10303591 | 9.41 | 93.9 | 10.8
1764 | Jaipur | Autumn | 339 | Subtropical | 4.929 | 64.71 | 11.12 | 37.1 | 71.24 | 30.82 | 21.17 | 3791071 | 5.85 | 91.1 | 11.7
1765 | Kochi | Autumn | 326 | Temperate/Cloudy | 2.9 | 103.64 | 35.62 | 34.67 | 126.92 | 64.1 | 63.67 | 9600511 | 8.38 | 86.4 | 12.5
1766 | Jodhpur | Spring | 168 | Subtropical | 3.948 | 66.99 | 30.81 | 33.11 | 79.57 | 40.62 | 29.1 | 5101236 | 7.16 | 91.4 | 11.9
1767 | Ahmedabad | Spring | 109 | Semi-Arid | 6.424 | 123.26 | 13.85 | 17.71 | 136.58 | 55.84 | 27.9 | 5955264 | 5.35 | 93.7 | 9.1
1768 | Bangalore | Summer | 190 | Subtropical | 4.856 | 92.43 | 7.35 | 22.01 | 96.81 | 40.82 | 26.87 | 4919023 | 6.08 | 95.5 | 10
1769 | Leh | Autumn | 355 | Subtropical | 4.255 | 41.24 | 14.38 | 9.63 | 45.18 | 18.34 | 13.39 | 2325170 | 6.58 | 95.5 | 11.6
1770 | Hyderabad | Summer | 196 | Subtropical | 4.367 | 32.15 | 36.93 | 37.36 | 39.8 | 20.8 | 13.87 | 2522083 | 6.71 | 89.7 | 11.5
1771 | Riyadh | Winter | 33 | Subtropical | 4.757 | 113.87 | 27.16 | 27.67 | 135.34 | 68.96 | 39.91 | 7831018 | 6.65 | 90.6 | 10.9
1772 | Dubai | Summer | 205 | Desert/Arid | 6.71 | 181.46 | 30.24 | 36.89 | 205.01 | 112.24 | 45.41 | 11038138 | 5.84 | 91.8 | 11.3
1773 | Cairo | Autumn | 312 | Desert/Arid | 7.353 | 75.35 | 14 | 16.2 | 82.81 | 37 | 14.29 | 3579374 | 5.49 | 87.4 | 10.2
1774 | Lagos | Summer | 182 | Desert/Arid | 7.732 | 149.27 | 30.18 | 19.6 | 177.56 | 85.7 | 30.73 | 8083673 | 5.48 | 92 | 11.6
1775 | Nairobi | Spring | 147 | Desert/Arid | 6.721 | 135.15 | 5.98 | 20.04 | 140.45 | 63.16 | 27.96 | 6421666 | 5.51 | 94.6 | 10.9
1776 | Phoenix | Summer | 268 | Subtropical | 3.892 | 187 | 18.14 | 6.16 | 200.68 | 91.14 | 62.7 | 11219292 | 7.41 | 93.2 | 10.8
1777 | Perth | Winter | 11 | Semi-Arid | 6.129 | 165.99 | 26.94 | 20.35 | 187.16 | 90.18 | 40.64 | 9231650 | 5.97 | 90.9 | 10.7
1778 | Madrid | Winter | 70 | Subtropical | 4.626 | 117.65 | 10.11 | 41.15 | 125.44 | 65.9 | 41.32 | 7761415 | 6.54 | 91 | 11.1
1779 | London | Summer | 256 | Subtropical | 3.528 | 134.84 | 33.81 | 45.38 | 166.5 | 88.17 | 73.78 | 12000131 | 7.43 | 91.5 | 10.6
1780 | Bangkok | Summer | 219 | Desert/Arid | 7.045 | 180.69 | 13.23 | 28.32 | 210.32 | 91.44 | 41.38 | 9375677 | 5.18 | 92.4 | 10.4
1781 | New Delhi | Autumn | 297 | Temperate/Cloudy | 2.231 | 85.91 | 27.83 | 25.5 | 98.19 | 50 | 60.03 | 8394221 | 10.1 | 89.7 | 12.8
1782 | Mumbai | Autumn | 362 | Desert/Arid | 7.411 | 72.09 | 19.18 | 6.39 | 77.91 | 34.83 | 12.61 | 3295900 | 5.68 | 95.8 | 8.8
1783 | Chennai | Summer | 259 | Subtropical | 4.769 | 12.05 | 25.86 | 44.56 | 14.18 | 7.63 | 4.14 | 842360 | 6.88 | 92.1 | 9.2
1784 | Jaipur | Winter | 3 | Semi-Arid | 5.823 | 167.04 | 8.76 | 5.59 | 166.77 | 66.6 | 34.5 | 7209720 | 5.78 | 92.4 | 11.5
1785 | Kochi | Winter | 84 | Semi-Arid | 5.956 | 162.19 | 5.59 | 47.51 | 172.36 | 85.64 | 46.34 | 9443582 | 5.51 | 95.6 | 9.2
1786 | Jodhpur | Spring | 156 | Desert/Arid | 7.371 | 29.85 | 36.83 | 27.01 | 35.87 | 19.1 | 6.88 | 1804337 | 5.73 | 90.5 | 8.9
1787 | Ahmedabad | Spring | 151 | Semi-Arid | 5.82 | 119.6 | 14.44 | 20.39 | 127.28 | 58.19 | 28.86 | 6187180 | 5.94 | 94.1 | 11.6
1788 | Bangalore | Spring | 176 | Semi-Arid | 5.684 | 98.16 | 33.69 | 46.59 | 122.88 | 64.97 | 34.02 | 7065097 | 5.89 | 90.1 | 12.3
1789 | Leh | Summer | 195 | Temperate/Cloudy | 2.4 | 32.55 | 39.98 | 6.1 | 37.43 | 18.58 | 19.25 | 2852220 | 9.95 | 91 | 9.6
1790 | Hyderabad | Spring | 107 | Semi-Arid | 5.11 | 196.31 | 12.4 | 31.16 | 220.32 | 101.11 | 61.77 | 11766157 | 6.01 | 90.4 | 9.2
1791 | Riyadh | Spring | 134 | Temperate/Cloudy | 2.901 | 50.79 | 14.28 | 29.7 | 58.22 | 25.32 | 28.3 | 4067448 | 7.98 | 91.5 | 9.6
1792 | Dubai | Autumn | 276 | Semi-Arid | 6.425 | 22.77 | 28.2 | 14.87 | 26.38 | 12.56 | 5.57 | 1277875 | 5.75 | 88.4 | 10.5
1793 | Cairo | Autumn | 352 | Semi-Arid | 5.073 | 123.02 | 38.79 | 24.3 | 148.2 | 77.42 | 39.65 | 8341284 | 6.68 | 92.3 | 12.7
1794 | Lagos | Spring | 155 | Semi-Arid | 6.081 | 150.38 | 37.05 | 34.35 | 183.8 | 93.73 | 44.08 | 9755819 | 5.87 | 85.9 | 11
1795 | Nairobi | Autumn | 277 | Temperate/Cloudy | 2.25 | 16.16 | 22.6 | 37.72 | 18.4 | 9.07 | 11.76 | 1598764 | 9.74 | 90.1 | 11.8
1796 | Phoenix | Summer | 236 | Temperate/Cloudy | 2.509 | 135.16 | 32.83 | 5.03 | 147.8 | 74.71 | 71.02 | 10911037 | 9.87 | 91.5 | 11.6
1797 | Perth | Summer | 240 | Semi-Arid | 6.298 | 111.14 | 9.75 | 47.16 | 119.31 | 58.37 | 30.09 | 6305972 | 5.36 | 91 | 12.2
1798 | Madrid | Winter | 13 | Temperate/Cloudy | 2.433 | 29.62 | 39.21 | 12.4 | 35.36 | 17.45 | 17.93 | 2665715 | 9.85 | 87.4 | 10.6
1799 | London | Autumn | 342 | Temperate/Cloudy | 2.428 | 42.78 | 38.75 | 15.51 | 49.97 | 25.3 | 26.64 | 3921170 | 9.77 | 88.2 | 11.2
1800 | Bangkok | Winter | 35 | Temperate/Cloudy | 2.073 | 117.92 | 10.73 | 16.86 | 124.65 | 52.07 | 78.17 | 10109341 | 10.06 | 91.6 | 10.6
1801 | New Delhi | Winter | 47 | Desert/Arid | 7.739 | 66.31 | 15.48 | 6.7 | 72.45 | 32.28 | 11.7 | 3055752 | 5.44 | 94.6 | 11.1
1802 | Mumbai | Summer | 214 | Semi-Arid | 6.425 | 188.28 | 8.51 | 10.54 | 198.78 | 76.04 | 39.32 | 8225515 | 5.25 | 94 | 11.8
1803 | Chennai | Spring | 146 | Subtropical | 4.12 | 165.56 | 14.51 | 49.39 | 192.08 | 98.93 | 75.2 | 12802062 | 6.66 | 91.4 | 13
1804 | Jaipur | Spring | 159 | Subtropical | 3.779 | 196.88 | 33.56 | 19.18 | 233.56 | 114.52 | 81.52 | 14336347 | 7.5 | 91.6 | 10.4
1805 | Kochi | Spring | 125 | Subtropical | 4.098 | 59.34 | 18.24 | 10.19 | 65.62 | 27.64 | 19.58 | 3451829 | 6.93 | 93 | 10.8
1806 | Jodhpur | Spring | 110 | Desert/Arid | 6.648 | 194.25 | 8.09 | 9.81 | 199.54 | 83.46 | 37.51 | 8534854 | 5.52 | 91.5 | 11.7
1807 | Ahmedabad | Winter | 37 | Semi-Arid | 5.968 | 91.93 | 16.98 | 37.38 | 99.73 | 50.48 | 24.97 | 5361619 | 5.8 | 90 | 11.6
1808 | Bangalore | Autumn | 277 | Temperate/Cloudy | 3.111 | 76.03 | 39.35 | 43.46 | 93.22 | 52.01 | 45.94 | 7289948 | 8.22 | 88.6 | 12.9
1809 | Leh | Winter | 14 | Temperate/Cloudy | 3.045 | 19.57 | 27.04 | 16.56 | 21.96 | 10.75 | 9.29 | 1488824 | 8.48 | 87.9 | 11.1
1810 | Hyderabad | Autumn | 347 | Temperate/Cloudy | 2.59 | 20.03 | 19.57 | 5.94 | 21.84 | 9.51 | 10.24 | 1493696 | 9.08 | 91.6 | 10.4
1811 | Riyadh | Summer | 232 | Semi-Arid | 5.962 | 141.48 | 10.83 | 15.04 | 146.53 | 63.29 | 31.77 | 6762697 | 5.75 | 93.9 | 12
1812 | Dubai | Autumn | 316 | Desert/Arid | 6.586 | 97.01 | 39.52 | 7.54 | 117.74 | 58.9 | 22.19 | 5649218 | 6.23 | 92.6 | 11
1813 | Cairo | Spring | 124 | Subtropical | 3.59 | 53.04 | 33.73 | 9.65 | 60.63 | 28.3 | 20.86 | 3605230 | 7.76 | 91.8 | 11.4
1814 | Lagos | Autumn | 279 | Temperate/Cloudy | 2.126 | 126.65 | 14.85 | 24.42 | 137.7 | 61.02 | 88.16 | 11545918 | 9.93 | 90.6 | 10.9
1815 | Nairobi | Spring | 111 | Temperate/Cloudy | 2.493 | 58.04 | 7.45 | 15.35 | 61.06 | 24.27 | 31.64 | 4293080 | 8.77 | 89.6 | 12
1816 | Phoenix | Spring | 124 | Desert/Arid | 7.807 | 119.75 | 6.98 | 28.22 | 131.73 | 53.44 | 23.58 | 5426669 | 4.75 | 87.5 | 10.4
1817 | Perth | Winter | 30 | Subtropical | 3.773 | 78.25 | 9.21 | 16.41 | 87.23 | 35.08 | 29.87 | 4819483 | 6.89 | 92.3 | 10.3
1818 | Madrid | Spring | 115 | Desert/Arid | 6.615 | 166.47 | 25.33 | 47.32 | 205.11 | 105.2 | 49.47 | 10949299 | 5.39 | 92 | 8.2
1819 | London | Winter | 90 | Semi-Arid | 5.748 | 165.93 | 37.51 | 45.77 | 198.21 | 107.06 | 54.18 | 11477945 | 5.94 | 88.6 | 10.5
1820 | Bangkok | Summer | 212 | Subtropical | 4.292 | 100.7 | 22.39 | 30.51 | 113.77 | 55.29 | 37.32 | 6743545 | 6.79 | 92.9 | 11.6
1821 | New Delhi | Winter | 38 | Temperate/Cloudy | 3.234 | 76.66 | 34.5 | 20.95 | 89.49 | 45.38 | 37.24 | 6112226 | 8.18 | 88.8 | 11.2
1822 | Mumbai | Winter | 83 | Temperate/Cloudy | 2.728 | 78.89 | 20.61 | 22.15 | 89.37 | 40.99 | 43.7 | 6400002 | 8.65 | 92.3 | 9.8
1823 | Chennai | Winter | 27 | Semi-Arid | 5.69 | 163.09 | 29.8 | 23.53 | 191.69 | 90.36 | 45.71 | 9685906 | 6 | 89.7 | 12.5
1824 | Jaipur | Summer | 217 | Desert/Arid | 6.648 | 72.35 | 30.62 | 37.74 | 84.79 | 44.7 | 19.08 | 4482929 | 5.7 | 88.2 | 11.3
1825 | Kochi | Autumn | 360 | Semi-Arid | 5.863 | 49.72 | 11.09 | 25.32 | 52.8 | 23.05 | 12.48 | 2542403 | 5.6 | 93.4 | 12.4
1826 | Jodhpur | Summer | 215 | Semi-Arid | 5.182 | 26.09 | 17.64 | 43.55 | 28.85 | 14.67 | 8.66 | 1680748 | 6.04 | 89.5 | 11.9
1827 | Ahmedabad | Summer | 221 | Temperate/Cloudy | 2.252 | 98.67 | 27.31 | 47.48 | 109.25 | 59.08 | 76.16 | 10375378 | 9.75 | 86.1 | 11.6
1828 | Bangalore | Winter | 15 | Desert/Arid | 7.811 | 101.61 | 7.47 | 20.12 | 103.6 | 44.8 | 17.46 | 4347706 | 5.14 | 92.8 | 12.6
1829 | Leh | Summer | 259 | Desert/Arid | 6.792 | 169.77 | 17.65 | 30.23 | 194.32 | 87.83 | 40.64 | 9083600 | 5.3 | 89.7 | 10.7
1830 | Hyderabad | Summer | 266 | Subtropical | 3.757 | 52.04 | 23.72 | 9.28 | 60.52 | 26.08 | 19.96 | 3386746 | 7.28 | 90 | 9.9
1831 | Riyadh | Spring | 120 | Desert/Arid | 7.88 | 82.39 | 39.87 | 14.02 | 102.14 | 50.63 | 16.71 | 4649476 | 5.69 | 89.6 | 12.6
1832 | Dubai | Spring | 128 | Semi-Arid | 5.611 | 163.6 | 21.61 | 23.61 | 189.05 | 87.37 | 46.02 | 9524617 | 5.94 | 95.7 | 11
1833 | Cairo | Summer | 211 | Semi-Arid | 5.495 | 166.49 | 33.56 | 14.28 | 189.86 | 98.3 | 44.38 | 10069937 | 6.66 | 94.3 | 12
1834 | Lagos | Winter | 11 | Semi-Arid | 6.488 | 83.08 | 20.12 | 44.45 | 92.49 | 48.01 | 22.04 | 4950044 | 5.58 | 85.5 | 12.3
1835 | Nairobi | Spring | 176 | Desert/Arid | 6.871 | 97.23 | 32.87 | 12.12 | 107.96 | 56.12 | 19.73 | 5259173 | 6.25 | 91.8 | 12.5
1836 | Phoenix | Spring | 133 | Semi-Arid | 5.939 | 67.62 | 25.84 | 25.5 | 76.61 | 39.63 | 18.15 | 4082274 | 6.1 | 90.9 | 10.4
1837 | Perth | Autumn | 325 | Temperate/Cloudy | 2.769 | 187.19 | 36.03 | 32.26 | 226.44 | 120.54 | 117.14 | 17827370 | 8.86 | 89.4 | 10.9
1838 | Madrid | Autumn | 320 | Subtropical | 4.03 | 32.54 | 19.38 | 36.13 | 35.93 | 18.14 | 13.1 | 2287236 | 6.98 | 89.1 | 10.9
1839 | London | Winter | 14 | Desert/Arid | 7.569 | 187.41 | 26.15 | 22.24 | 217.48 | 105.77 | 38.84 | 10056572 | 5.51 | 93 | 10.5
1840 | Bangkok | Winter | 50 | Temperate/Cloudy | 3.348 | 139.93 | 27.05 | 44.11 | 168.01 | 87.94 | 78.2 | 12371772 | 7.62 | 91.1 | 9.3
1841 | New Delhi | Winter | 72 | Subtropical | 4.233 | 111 | 19.61 | 30.57 | 123.64 | 62.55 | 41.24 | 7543376 | 6.96 | 93.1 | 10.9
1842 | Mumbai | Winter | 69 | Subtropical | 4.592 | 16.21 | 10.05 | 24.78 | 16.79 | 7.95 | 4.88 | 927167 | 6.67 | 92.7 | 11.5
1843 | Chennai | Winter | 16 | Subtropical | 4.636 | 100.36 | 8.27 | 8.03 | 109.26 | 43.57 | 28.63 | 5246027 | 6.37 | 95 | 9.8
1844 | Jaipur | Autumn | 334 | Semi-Arid | 5.678 | 87.47 | 5.58 | 25.91 | 92.55 | 39.72 | 22.4 | 4459224 | 5.65 | 91.4 | 9.9
1845 | Kochi | Autumn | 357 | Desert/Arid | 7.658 | 40.63 | 35.57 | 41.93 | 51.87 | 27.22 | 10.52 | 2633887 | 5.27 | 85.9 | 11.3
1846 | Jodhpur | Winter | 56 | Temperate/Cloudy | 3.444 | 134.72 | 13.28 | 32.65 | 148.73 | 70.18 | 62 | 9837660 | 7.42 | 87.9 | 12
1847 | Ahmedabad | Spring | 105 | Temperate/Cloudy | 2.729 | 194.52 | 12.4 | 42.45 | 216.78 | 99.77 | 122.22 | 16962649 | 8.2 | 88.4 | 10.1
1848 | Bangalore | Spring | 132 | Temperate/Cloudy | 3.185 | 116.82 | 30.76 | 27.23 | 133.95 | 72.05 | 58.39 | 9640100 | 8.35 | 90.3 | 13.3
1849 | Leh | Winter | 48 | Desert/Arid | 7.322 | 145.8 | 16.2 | 10.33 | 156.52 | 63.37 | 26.71 | 6325696 | 5.21 | 90.6 | 9.6
1850 | Hyderabad | Summer | 248 | Semi-Arid | 5.875 | 23.01 | 22.71 | 5.61 | 24.45 | 11.61 | 4.97 | 1165609 | 6.43 | 91 | 10.3
1851 | Riyadh | Summer | 273 | Subtropical | 3.715 | 89.36 | 10.69 | 18.64 | 92.15 | 41.67 | 32.27 | 5444317 | 7.32 | 91.8 | 12
1852 | Dubai | Spring | 111 | Desert/Arid | 6.896 | 32.11 | 38.59 | 36.41 | 40.04 | 21.14 | 8.55 | 2078748 | 5.68 | 91.2 | 11.8
1853 | Cairo | Autumn | 326 | Desert/Arid | 7.168 | 126.43 | 34.81 | 40.56 | 152.28 | 83.8 | 32.35 | 8105496 | 5.63 | 89.9 | 11.9
1854 | Lagos | Autumn | 336 | Desert/Arid | 7.079 | 188.31 | 35.23 | 18.31 | 220.57 | 113.63 | 40.92 | 10733461 | 5.97 | 89.7 | 10.3
1855 | Nairobi | Autumn | 349 | Desert/Arid | 7.514 | 135.74 | 19.24 | 27.3 | 149.31 | 68.7 | 27.71 | 6748846 | 5.22 | 91.4 | 10.4
1856 | Phoenix | Winter | 38 | Subtropical | 3.513 | 24.59 | 31.68 | 23.95 | 28.62 | 15.24 | 10.91 | 1913218 | 8.04 | 88.4 | 10.3
1857 | Perth | Autumn | 357 | Desert/Arid | 6.53 | 77.39 | 10.04 | 23.47 | 85.79 | 36.55 | 17.52 | 3833197 | 5.4 | 90.4 | 10.6
1858 | Madrid | Summer | 240 | Subtropical | 4.763 | 114.63 | 5.3 | 15.41 | 120.03 | 53.71 | 32.46 | 6219436 | 6.48 | 89.9 | 11.4
1859 | London | Autumn | 318 | Desert/Arid | 7.052 | 86.61 | 5.7 | 11.14 | 86.95 | 37.1 | 15.55 | 3695748 | 5.43 | 94.5 | 9.7
1860 | Bangkok | Spring | 121 | Semi-Arid | 6.371 | 168.39 | 25.53 | 13.85 | 196.06 | 89.28 | 39.28 | 9056141 | 5.83 | 91.8 | 9.1
1861 | New Delhi | Winter | 48 | Desert/Arid | 6.659 | 164.79 | 20.94 | 7.49 | 190.46 | 77.83 | 35.2 | 7978362 | 5.49 | 92.9 | 11.9
1862 | Mumbai | Winter | 10 | Semi-Arid | 5.937 | 126.25 | 23.13 | 13.92 | 143.59 | 64.89 | 31.11 | 6805840 | 5.94 | 94.1 | 10.4
1863 | Chennai | Summer | 233 | Temperate/Cloudy | 3.065 | 80.96 | 5.26 | 5.41 | 85.58 | 32.15 | 34.01 | 4996564 | 7.73 | 92.2 | 11.5
1864 | Jaipur | Winter | 36 | Semi-Arid | 5.27 | 58.51 | 19.79 | 33.23 | 68.41 | 34.01 | 18.98 | 3800723 | 6.12 | 91.6 | 10.5
1865 | Kochi | Winter | 4 | Desert/Arid | 7.908 | 30.12 | 30.13 | 19.24 | 33.49 | 17.89 | 5.85 | 1638126 | 5.71 | 95.5 | 11
1866 | Jodhpur | Winter | 44 | Desert/Arid | 7.624 | 77.43 | 20.49 | 48.79 | 93.85 | 47.11 | 19.9 | 4706394 | 5 | 87.1 | 13.6
1867 | Ahmedabad | Winter | 56 | Temperate/Cloudy | 2.259 | 88.5 | 30.63 | 13.72 | 105.28 | 52.42 | 59.38 | 8489897 | 10.2 | 89 | 10
1868 | Bangalore | Winter | 42 | Temperate/Cloudy | 2.989 | 138.41 | 13.16 | 20.56 | 152.25 | 60.84 | 68.21 | 9791746 | 7.74 | 89.8 | 10.2
1869 | Leh | Summer | 255 | Temperate/Cloudy | 2.79 | 135.05 | 33.46 | 21.1 | 158.81 | 81.35 | 76.1 | 11773146 | 8.94 | 92 | 9.9
1870 | Hyderabad | Summer | 228 | Semi-Arid | 6.356 | 23.32 | 25.6 | 5.38 | 25.24 | 12.38 | 4.61 | 1182670 | 6.5 | 96.7 | 12.4
1871 | Riyadh | Spring | 114 | Desert/Arid | 6.907 | 85.1 | 12.38 | 42.76 | 93.6 | 46.7 | 20.42 | 4725991 | 5.4 | 93.5 | 10.6
1872 | Dubai | Summer | 237 | Temperate/Cloudy | 3.281 | 44.54 | 13.29 | 6.44 | 48.16 | 18.46 | 17.83 | 2720609 | 7.49 | 95.4 | 11.3
1873 | Cairo | Spring | 174 | Semi-Arid | 5.035 | 39.79 | 26.98 | 47.31 | 45.84 | 26.21 | 14.62 | 2928433 | 6.41 | 90.7 | 8.3
1874 | Lagos | Summer | 255 | Desert/Arid | 7.044 | 167.19 | 34.05 | 45.14 | 202.9 | 113.5 | 45.36 | 11113150 | 5.61 | 89.7 | 11.4
1875 | Nairobi | Autumn | 277 | Semi-Arid | 6.397 | 17.96 | 19.55 | 29.1 | 19.59 | 9.81 | 4 | 967470 | 6.09 | 92.6 | 10.4
1876 | Phoenix | Autumn | 335 | Semi-Arid | 5.253 | 89.64 | 14.04 | 29.46 | 97.64 | 45.85 | 26.39 | 5193980 | 6.04 | 92 | 12.2
1877 | Perth | Winter | 69 | Semi-Arid | 5.542 | 41.96 | 35.35 | 34.42 | 48.94 | 28.56 | 13.15 | 2948064 | 6.52 | 88.2 | 11.8
1878 | Madrid | Autumn | 326 | Semi-Arid | 5.05 | 177.07 | 28.42 | 22.42 | 197.35 | 102.35 | 52.82 | 11062405 | 6.68 | 94.8 | 10.1
1879 | London | Summer | 230 | Subtropical | 3.785 | 115.84 | 20.68 | 34.13 | 132.99 | 64.23 | 51.13 | 8513207 | 7.09 | 93.2 | 12.3
1880 | Bangkok | Winter | 67 | Semi-Arid | 5.39 | 53.96 | 22.08 | 7.01 | 58.88 | 25.62 | 13.35 | 2780316 | 6.23 | 91.6 | 12.5
1881 | New Delhi | Autumn | 304 | Semi-Arid | 6.133 | 105.46 | 12.15 | 7.43 | 110.68 | 47.75 | 22.05 | 4934538 | 5.88 | 94.9 | 12
1882 | Mumbai | Winter | 36 | Desert/Arid | 7.24 | 148.98 | 26.94 | 25.58 | 169.34 | 87.82 | 32.39 | 8362250 | 5.75 | 94 | 11.4
1883 | Chennai | Spring | 159 | Semi-Arid | 5.818 | 192.04 | 17.56 | 29.73 | 230.3 | 101.96 | 56.08 | 11322629 | 5.59 | 92 | 10.5
1884 | Jaipur | Spring | 149 | Desert/Arid | 6.567 | 51.88 | 39.85 | 44.95 | 65.43 | 35.48 | 15.5 | 3589320 | 5.68 | 88.1 | 11.4
1885 | Kochi | Winter | 27 | Temperate/Cloudy | 2.96 | 178.37 | 21.81 | 9.71 | 201.99 | 93.42 | 85.43 | 13348625 | 8.51 | 95.8 | 10
1886 | Jodhpur | Winter | 72 | Subtropical | 4.769 | 187.52 | 22.01 | 42.02 | 212.12 | 107.06 | 67.76 | 12664294 | 6.32 | 90.2 | 11.2
1887 | Ahmedabad | Summer | 248 | Temperate/Cloudy | 2.056 | 184.12 | 24.8 | 14.45 | 211.01 | 104.26 | 131.03 | 18015161 | 10.78 | 91.1 | 10.3
1888 | Bangalore | Spring | 101 | Temperate/Cloudy | 3.48 | 130.73 | 37.09 | 22.73 | 155.81 | 78.82 | 60.2 | 10224732 | 7.87 | 88.6 | 11
1889 | Leh | Summer | 190 | Semi-Arid | 6.359 | 129.67 | 33.03 | 19.25 | 149.33 | 72.61 | 31.13 | 7293947 | 5.94 | 85.6 | 13.6
1890 | Hyderabad | Spring | 96 | Desert/Arid | 7.951 | 86.61 | 20.79 | 23.01 | 102.34 | 43.8 | 16.94 | 4239278 | 5.07 | 95.6 | 10.8
1891 | Riyadh | Autumn | 282 | Temperate/Cloudy | 2.595 | 152.96 | 30.15 | 11.77 | 178.79 | 80.55 | 86.98 | 12673223 | 9.05 | 90.6 | 10.5
1892 | Dubai | Autumn | 322 | Subtropical | 4.409 | 110.95 | 25.52 | 27.66 | 129.53 | 62.47 | 41.18 | 7533095 | 6.69 | 92.9 | 9.6
1893 | Cairo | Autumn | 278 | Desert/Arid | 6.8 | 138.71 | 22.23 | 41.07 | 156.07 | 80.17 | 35.03 | 8110931 | 5.49 | 87.9 | 11.1
1894 | Lagos | Winter | 17 | Temperate/Cloudy | 3.224 | 91.41 | 11.73 | 24.87 | 95.62 | 46.13 | 40.46 | 6440776 | 7.96 | 92.3 | 11.5
1895 | Nairobi | Summer | 263 | Semi-Arid | 5.331 | 148.98 | 21.24 | 27.08 | 168.27 | 83.47 | 44.02 | 9104197 | 6.25 | 92.1 | 10.9
1896 | Phoenix | Spring | 107 | Semi-Arid | 6.398 | 166.65 | 13.6 | 43.19 | 183.15 | 90.21 | 44.32 | 9555025 | 5.43 | 87.5 | 11.2
1897 | Perth | Winter | 68 | Semi-Arid | 5.696 | 37.82 | 37.02 | 36.77 | 46.77 | 27.18 | 12.39 | 2794730 | 6.38 | 91.4 | 11.3
1898 | Madrid | Spring | 128 | Temperate/Cloudy | 3.128 | 168.26 | 16.74 | 27.07 | 190.24 | 86.34 | 84.27 | 12801247 | 7.83 | 91.1 | 11.3
1899 | London | Autumn | 293 | Subtropical | 4.132 | 112.66 | 38.33 | 16.6 | 134.94 | 68.18 | 42.35 | 7995036 | 7.36 | 92.5 | 11.5
1900 | Bangkok | Autumn | 294 | Desert/Arid | 6.703 | 170.49 | 23.66 | 44.82 | 203.02 | 98.89 | 47.61 | 10389280 | 5.25 | 92.2 | 11.5
1901 | New Delhi | Spring | 96 | Semi-Arid | 5.325 | 91.95 | 27.1 | 30.97 | 107.53 | 53.71 | 28.91 | 5909308 | 6.19 | 92 | 10.7
1902 | Mumbai | Winter | 1 | Temperate/Cloudy | 2.031 | 82.02 | 24 | 14.95 | 90.36 | 43.46 | 56.95 | 7713132 | 10.74 | 92.1 | 10.7
1903 | Chennai | Autumn | 298 | Desert/Arid | 6.566 | 183.86 | 9.53 | 17.11 | 194.59 | 78.44 | 38.74 | 8326046 | 5.28 | 96.7 | 10.3
1904 | Jaipur | Spring | 180 | Temperate/Cloudy | 2.212 | 57.72 | 18.15 | 41.14 | 65.76 | 32.04 | 45.17 | 5964571 | 9.62 | 89.9 | 11.6
1905 | Kochi | Spring | 181 | Semi-Arid | 6.474 | 170.4 | 8.47 | 6.99 | 183.13 | 72.03 | 34.77 | 7575397 | 5.42 | 94.1 | 11.7
1906 | Jodhpur | Summer | 235 | Temperate/Cloudy | 3.215 | 101.96 | 26.8 | 49.64 | 121.76 | 63.82 | 61.36 | 9381070 | 7.66 | 88.4 | 10.8
1907 | Ahmedabad | Autumn | 319 | Desert/Arid | 7.748 | 107.68 | 20.64 | 10.87 | 117.37 | 51.61 | 18.92 | 4904281 | 5.39 | 90.4 | 10.8
1908 | Bangalore | Autumn | 337 | Subtropical | 4.208 | 68.61 | 32.23 | 40.82 | 84.4 | 45.09 | 30.31 | 5488552 | 6.94 | 86.6 | 10.5
1909 | Leh | Winter | 8 | Subtropical | 3.962 | 118.88 | 12.72 | 22.76 | 130.47 | 54.45 | 44.52 | 7319617 | 6.69 | 91 | 9.4
1910 | Hyderabad | Winter | 27 | Temperate/Cloudy | 2.893 | 71.79 | 10.76 | 27.15 | 81.05 | 33.27 | 38.7 | 5476842 | 7.88 | 89.7 | 9.8
1911 | Riyadh | Autumn | 308 | Subtropical | 3.834 | 17.46 | 19.22 | 44.63 | 20.03 | 10.2 | 7.91 | 1333618 | 7.09 | 89 | 10.1
1912 | Dubai | Spring | 146 | Desert/Arid | 7.26 | 61.68 | 37.43 | 23.58 | 72.19 | 39.4 | 13.76 | 3684274 | 5.94 | 92.4 | 10.1
1913 | Cairo | Spring | 91 | Desert/Arid | 7.978 | 11.21 | 29.86 | 29.19 | 13.56 | 6.75 | 2.32 | 627925 | 5.47 | 89.8 | 11.5
1914 | Lagos | Autumn | 342 | Subtropical | 4.21 | 195.89 | 19.66 | 7.22 | 211.68 | 92.83 | 61.15 | 11190354 | 7.01 | 93.7 | 9.6
1915 | Nairobi | Summer | 272 | Subtropical | 4.692 | 193.49 | 23.1 | 5.11 | 216.63 | 93.89 | 56.09 | 10815092 | 6.62 | 92.3 | 10.8
1916 | Phoenix | Autumn | 322 | Semi-Arid | 6.332 | 85.08 | 7.95 | 16.02 | 90.29 | 39.03 | 18.36 | 4062820 | 5.63 | 98.1 | 11
1917 | Perth | Winter | 5 | Desert/Arid | 7.317 | 148.39 | 39.46 | 35.63 | 182.41 | 101.49 | 36.78 | 9606971 | 5.75 | 92.5 | 9.9
1918 | Madrid | Winter | 82 | Semi-Arid | 5.558 | 75.7 | 28.32 | 10.46 | 86.04 | 40.58 | 19.63 | 4271417 | 6.31 | 92 | 10.3
1919 | London | Summer | 219 | Subtropical | 4.349 | 137.51 | 14.99 | 10.12 | 141.75 | 62.6 | 40.71 | 7500226 | 6.83 | 93.8 | 9.3
1920 | Bangkok | Spring | 118 | Subtropical | 4.476 | 163.03 | 25.5 | 23.49 | 181.96 | 90.77 | 54.64 | 10491860 | 6.91 | 88.7 | 10.2
1921 | New Delhi | Winter | 81 | Semi-Arid | 6.174 | 189.88 | 8.83 | 34.15 | 211.91 | 91.08 | 49.44 | 10057118 | 5.31 | 90.7 | 12.3
1922 | Mumbai | Winter | 70 | Temperate/Cloudy | 2.019 | 86.04 | 38.8 | 37.04 | 106.66 | 57.14 | 77.79 | 10395554 | 10.67 | 88.2 | 11.7
1923 | Chennai | Spring | 115 | Semi-Arid | 5.718 | 158.83 | 11.12 | 13.03 | 178.48 | 69.54 | 39.66 | 7845718 | 5.58 | 94.6 | 12.7
1924 | Jaipur | Summer | 263 | Subtropical | 4.133 | 60.53 | 27.68 | 8.58 | 66.88 | 31.73 | 20.3 | 3772398 | 7.25 | 90.9 | 10.2
1925 | Kochi | Autumn | 306 | Desert/Arid | 6.765 | 198.16 | 13.59 | 47.32 | 222.04 | 108.63 | 52.25 | 11408250 | 5.2 | 92.9 | 12.2
1926 | Jodhpur | Spring | 142 | Temperate/Cloudy | 2.558 | 14.9 | 30.11 | 16.73 | 17.77 | 8.53 | 9.67 | 1382161 | 9.01 | 91.7 | 10.1
1927 | Ahmedabad | Summer | 207 | Semi-Arid | 5.529 | 124.67 | 32.19 | 43.4 | 148.05 | 82.9 | 41.05 | 8808828 | 6.25 | 87.3 | 10.8
1928 | Bangalore | Spring | 111 | Subtropical | 4.886 | 135.31 | 28.57 | 43.86 | 158.77 | 84.21 | 50.44 | 9711668 | 6.35 | 89.3 | 13.8
1929 | Leh | Autumn | 303 | Semi-Arid | 5.854 | 140.73 | 26.51 | 39.76 | 163.79 | 83.16 | 42.13 | 8919557 | 5.83 | 91.2 | 10
1930 | Hyderabad | Spring | 112 | Temperate/Cloudy | 2.389 | 32.87 | 36.24 | 12.6 | 38.37 | 19.68 | 20.36 | 3018490 | 10 | 93 | 12.3
1931 | Riyadh | Winter | 43 | Semi-Arid | 5.48 | 188.32 | 7.75 | 41.98 | 207.71 | 96.77 | 58.52 | 11208817 | 5.63 | 90.7 | 10.9
1932 | Dubai | Autumn | 347 | Semi-Arid | 5.369 | 44.42 | 16.58 | 39.62 | 47.64 | 24.2 | 13.83 | 2732789 | 5.93 | 92 | 9.7
1933 | Cairo | Autumn | 285 | Semi-Arid | 5.364 | 128.32 | 13.69 | 31.85 | 147.76 | 69.55 | 39.47 | 7829749 | 5.96 | 92.8 | 9.3
1934 | Lagos | Spring | 128 | Semi-Arid | 5.621 | 52.31 | 39.58 | 20.17 | 61.61 | 32.06 | 14.78 | 3310961 | 6.42 | 92.6 | 10.8
1935 | Nairobi | Summer | 185 | Semi-Arid | 6.059 | 68.37 | 18.63 | 16.81 | 71.26 | 31.43 | 15.36 | 3321940 | 5.75 | 91.8 | 9.7
1936 | Phoenix | Summer | 229 | Desert/Arid | 6.83 | 113.83 | 30.64 | 10.49 | 131.12 | 60.75 | 23.76 | 5902924 | 5.86 | 91.9 | 10.5
1937 | Perth | Summer | 221 | Subtropical | 3.619 | 89.27 | 28.97 | 27.94 | 103.27 | 55.34 | 39.8 | 6963348 | 7.79 | 90.3 | 9.1
1938 | Madrid | Autumn | 352 | Desert/Arid | 6.95 | 40.44 | 12.42 | 31.34 | 44.09 | 20.21 | 8.94 | 2054228 | 5.33 | 90.3 | 11.3
1939 | London | Spring | 117 | Subtropical | 4.99 | 42.48 | 13.36 | 21.17 | 46.57 | 20.07 | 12.46 | 2352916 | 6.1 | 92.4 | 9.2
1940 | Bangkok | Winter | 70 | Temperate/Cloudy | 2.462 | 89.45 | 14.84 | 26.39 | 100.18 | 45.27 | 55.87 | 7732813 | 9.06 | 91.6 | 10.8
1941 | New Delhi | Winter | 70 | Temperate/Cloudy | 2.351 | 153.88 | 19.39 | 21.36 | 179.39 | 82.58 | 101.87 | 14101903 | 9.49 | 95.2 | 9.1
1942 | Mumbai | Spring | 110 | Subtropical | 4.005 | 180.61 | 13.2 | 33.85 | 195.37 | 93.15 | 70.8 | 12053538 | 6.85 | 89.9 | 12.2
1943 | Chennai | Spring | 132 | Desert/Arid | 6.709 | 25.98 | 5.69 | 45.56 | 28.71 | 13.53 | 6.9 | 1455174 | 5.07 | 88.2 | 9.1
1944 | Jaipur | Winter | 56 | Semi-Arid | 6.246 | 84.69 | 35.78 | 12.38 | 101.59 | 48.92 | 20.67 | 4887691 | 6.1 | 93.3 | 10.4
1945 | Kochi | Winter | 89 | Desert/Arid | 6.732 | 29.05 | 38.8 | 22.16 | 32.72 | 18.51 | 6.95 | 1773282 | 6.11 | 91 | 11.5
1946 | Jodhpur | Spring | 137 | Semi-Arid | 5.104 | 13.15 | 16.95 | 11.34 | 14.02 | 6.29 | 4 | 745710 | 5.89 | 91.6 | 11.2
1947 | Ahmedabad | Spring | 131 | Subtropical | 4.641 | 135.73 | 16.85 | 33.12 | 146.58 | 71.59 | 45.5 | 8485050 | 6.48 | 92.4 | 9.5
1948 | Bangalore | Summer | 218 | Temperate/Cloudy | 2.885 | 124.47 | 5.25 | 37.8 | 134.86 | 60.97 | 69.73 | 9932723 | 7.96 | 90.4 | 9.2
1949 | Leh | Spring | 176 | Subtropical | 3.969 | 40.97 | 28.81 | 46.94 | 49.31 | 25.77 | 20.2 | 3388182 | 6.81 | 91.9 | 11.6
1950 | Hyderabad | Spring | 171 | Subtropical | 4.604 | 54.42 | 33.89 | 17.55 | 64.63 | 30.37 | 18.59 | 3537332 | 6.66 | 89.7 | 10.9
1951 | Riyadh | Spring | 100 | Temperate/Cloudy | 2.532 | 14.5 | 10.13 | 47.76 | 15.9 | 7.82 | 10.16 | 1380238 | 8.65 | 88.6 | 10.1
1952 | Dubai | Spring | 129 | Temperate/Cloudy | 3.324 | 168.64 | 10.59 | 7.85 | 177.3 | 68.2 | 65.12 | 9985483 | 7.44 | 93.9 | 11.4
1953 | Cairo | Winter | 57 | Semi-Arid | 5.589 | 195.19 | 32.65 | 32.14 | 232.34 | 123.27 | 59.52 | 12965677 | 6.28 | 92.9 | 10.1
1954 | Lagos | Spring | 181 | Semi-Arid | 6.414 | 35.74 | 26.57 | 7.57 | 39.94 | 18.46 | 7.55 | 1822548 | 6.07 | 91.5 | 10.2
1955 | Nairobi | Summer | 246 | Desert/Arid | 7.99 | 53.98 | 6.57 | 45.22 | 59.85 | 29.22 | 12.09 | 2897042 | 4.83 | 90.9 | 10
1956 | Phoenix | Spring | 144 | Desert/Arid | 7.599 | 175 | 26.79 | 28.84 | 197.27 | 100.01 | 36.31 | 9472672 | 5.53 | 88.4 | 10.4
1957 | Perth | Winter | 51 | Semi-Arid | 5.855 | 186.03 | 15.81 | 35.12 | 203.3 | 99.51 | 50.8 | 10707018 | 5.8 | 92.5 | 10
1958 | Madrid | Summer | 218 | Subtropical | 4.527 | 89.73 | 17.91 | 42.42 | 102.22 | 48.26 | 34.89 | 6088370 | 6.21 | 88.6 | 11.5
1959 | London | Spring | 104 | Semi-Arid | 5.817 | 19.62 | 31.94 | 11.76 | 22.54 | 10.53 | 4.69 | 1073108 | 6.34 | 93.5 | 12.2
1960 | Bangkok | Winter | 55 | Desert/Arid | 6.714 | 17.48 | 33.38 | 6.74 | 19.69 | 9.07 | 3.66 | 891148 | 5.84 | 94 | 9.2
1961 | New Delhi | Summer | 257 | Temperate/Cloudy | 2.71 | 119.05 | 19.01 | 44.55 | 138.04 | 71.53 | 79.25 | 11429670 | 8.58 | 86 | 11.1
1962 | Mumbai | Autumn | 346 | Subtropical | 4.459 | 84.65 | 38.15 | 19.17 | 100.01 | 51.16 | 29.82 | 5828155 | 7.06 | 91.6 | 10.7
1963 | Chennai | Spring | 156 | Desert/Arid | 7.039 | 15.44 | 19.23 | 10.8 | 16.61 | 7.92 | 3.12 | 771523 | 5.66 | 91.9 | 11.3
1964 | Jaipur | Winter | 53 | Subtropical | 4.303 | 120.82 | 32.01 | 26.08 | 141.92 | 65.91 | 45.64 | 8139440 | 6.68 | 91.8 | 11.8
1965 | Kochi | Autumn | 329 | Semi-Arid | 5.431 | 12.15 | 21.94 | 31.92 | 13.53 | 7.18 | 3.62 | 768583 | 6.3 | 89 | 10.9
1966 | Jodhpur | Summer | 187 | Semi-Arid | 5.527 | 159.6 | 36.41 | 6.39 | 187.01 | 90.46 | 40.87 | 9269383 | 6.61 | 91.4 | 10.2
1967 | Ahmedabad | Autumn | 364 | Temperate/Cloudy | 3.107 | 68.22 | 36.77 | 17.37 | 80.43 | 41.46 | 33.78 | 5563001 | 8.54 | 93.8 | 11.2
1968 | Bangalore | Spring | 150 | Subtropical | 4.173 | 17.65 | 8.06 | 6.48 | 18.16 | 6.9 | 5.32 | 899455 | 6.53 | 96.2 | 8.7
1969 | Leh | Summer | 264 | Subtropical | 4.007 | 121.79 | 37.78 | 23.92 | 144.73 | 77.37 | 49.3 | 9181158 | 7.49 | 88.7 | 9
1970 | Hyderabad | Summer | 250 | Temperate/Cloudy | 2.157 | 85.56 | 33.89 | 45.28 | 106.52 | 56.1 | 76.96 | 10257526 | 9.96 | 92.4 | 13.4
1971 | Riyadh | Autumn | 298 | Temperate/Cloudy | 2.145 | 195.02 | 32.7 | 49.22 | 239.09 | 125.55 | 178.71 | 23521756 | 9.89 | 83.3 | 10.9
1972 | Dubai | Summer | 211 | Desert/Arid | 6.99 | 113.4 | 12.03 | 33.67 | 118.55 | 55.14 | 24.62 | 5624623 | 5.27 | 91.5 | 10.4
1973 | Cairo | Winter | 25 | Subtropical | 3.638 | 62.3 | 33.18 | 12.27 | 74.3 | 33.79 | 25.62 | 4366933 | 7.55 | 89.5 | 11.6
1974 | Lagos | Autumn | 294 | Semi-Arid | 5.108 | 144.79 | 34.75 | 45.76 | 178.88 | 98.01 | 54.75 | 10957590 | 6.31 | 89.4 | 11.4
1975 | Nairobi | Autumn | 341 | Subtropical | 3.792 | 61.58 | 15.12 | 28.23 | 68.85 | 30.76 | 25.47 | 4162939 | 6.95 | 90.9 | 11.8
1976 | Phoenix | Spring | 152 | Desert/Arid | 7.644 | 181.81 | 38.33 | 11.92 | 221.06 | 102.06 | 36.78 | 9642881 | 5.53 | 89.9 | 11.9
1977 | Perth | Winter | 24 | Subtropical | 3.556 | 81.2 | 6.75 | 46.48 | 88.36 | 42.6 | 39.05 | 6095208 | 7.07 | 88.5 | 9.7
1978 | Madrid | Summer | 252 | Subtropical | 4.578 | 114.48 | 10.25 | 39.09 | 127.5 | 54.07 | 41.78 | 7056311 | 5.95 | 89 | 12.4
1979 | London | Winter | 60 | Desert/Arid | 7.236 | 19.61 | 23.82 | 37.93 | 22.43 | 12.04 | 4.83 | 1180469 | 5.44 | 90.2 | 11.5
1980 | Bangkok | Winter | 66 | Desert/Arid | 7.052 | 90.96 | 25.15 | 36.91 | 108.06 | 57.44 | 22.94 | 5622758 | 5.6 | 92 | 11.2
1981 | New Delhi | Winter | 53 | Temperate/Cloudy | 3.117 | 168.15 | 27.58 | 14.02 | 193.3 | 86.54 | 79.23 | 12373553 | 8.08 | 96.1 | 10.8
1982 | Mumbai | Spring | 106 | Desert/Arid | 6.816 | 163.07 | 5.59 | 14.5 | 163.35 | 72.14 | 30.85 | 7239876 | 5.55 | 92.9 | 8.5
1983 | Chennai | Spring | 96 | Subtropical | 4.749 | 52.62 | 38.61 | 35.97 | 66.07 | 35.26 | 20.6 | 4020996 | 6.62 | 90.1 | 10.8
1984 | Jaipur | Spring | 176 | Subtropical | 4.898 | 52.96 | 6.56 | 14.89 | 55.29 | 22.12 | 14.69 | 2676878 | 6 | 95.6 | 9.5
1985 | Kochi | Winter | 39 | Temperate/Cloudy | 2.801 | 165.29 | 10.01 | 24.74 | 176.53 | 76.9 | 85.76 | 12336694 | 8.28 | 91.1 | 9.8
1986 | Jodhpur | Spring | 168 | Temperate/Cloudy | 2.484 | 186.78 | 5.49 | 40.19 | 198.14 | 94.47 | 120.88 | 16511687 | 8.86 | 89.1 | 10.6
1987 | Ahmedabad | Winter | 42 | Semi-Arid | 6.368 | 28.12 | 24.84 | 40.28 | 32.46 | 16.83 | 7.79 | 1740824 | 5.66 | 93.6 | 11.5
1988 | Bangalore | Spring | 104 | Subtropical | 4.979 | 95.51 | 37.63 | 25.4 | 115.75 | 55.03 | 32.11 | 6272020 | 6.32 | 90.2 | 11.3
1989 | Leh | Autumn | 333 | Subtropical | 4.621 | 74.12 | 28.31 | 40.65 | 85.44 | 48.99 | 27.87 | 5521093 | 6.91 | 90 | 11.4
1990 | Hyderabad | Summer | 204 | Semi-Arid | 6.377 | 175.43 | 33.79 | 42.74 | 204.22 | 116.52 | 49.29 | 11646734 | 5.97 | 85.8 | 11
1991 | Riyadh | Winter | 8 | Desert/Arid | 6.593 | 25.87 | 5.46 | 34.46 | 26.78 | 12.3 | 6.02 | 1300807 | 5.28 | 90.2 | 11.4
1992 | Dubai | Autumn | 282 | Temperate/Cloudy | 2.953 | 50.11 | 23.97 | 15.28 | 57.11 | 25.57 | 24.42 | 3744241 | 8.37 | 96 | 10.2
1993 | Cairo | Winter | 43 | Semi-Arid | 5.661 | 152.97 | 21.08 | 17.33 | 170.22 | 78.12 | 39.03 | 8331221 | 6.08 | 93.1 | 11.6
1994 | Lagos | Spring | 110 | Temperate/Cloudy | 2.812 | 19.75 | 22.46 | 19.17 | 22.9 | 10.91 | 10.55 | 1608978 | 8.74 | 91.9 | 11.5
1995 | Nairobi | Summer | 210 | Desert/Arid | 6.508 | 103.58 | 7.53 | 10.26 | 108.21 | 44.06 | 20.46 | 4563166 | 5.52 | 96.4 | 10.5
1996 | Phoenix | Summer | 237 | Semi-Arid | 5.942 | 94 | 28.96 | 17.29 | 110.83 | 53.13 | 24.37 | 5476153 | 6.09 | 88.5 | 10.3
1997 | Perth | Autumn | 356 | Desert/Arid | 7.74 | 73.54 | 22.61 | 14.43 | 80.89 | 36.02 | 13.39 | 3439010 | 5.35 | 91.6 | 11.1
1998 | Madrid | Autumn | 319 | Temperate/Cloudy | 2.414 | 84.97 | 31.78 | 25.49 | 98.98 | 50.06 | 56.56 | 8094862 | 9.56 | 95.4 | 10.7
1999 | London | Winter | 49 | Temperate/Cloudy | 2.342 | 110.69 | 21.99 | 45.88 | 128.37 | 66.46 | 85.65 | 11669364 | 9.37 | 89.2 | 11.2
2000 | Bangkok | Spring | 115 | Subtropical | 3.693 | 40.66 | 10.23 | 9.7 | 42.85 | 18.19 | 14.49 | 2411816 | 7.26 | 93.4 | 10.2

## Summary Statistics
Dataset Summary Statistics
N = 2,000 synthetic samples · Seed = 42 · PV-BESS DRO Framework
Column | Min | Max | Mean | Median | Std Dev | 25th %ile | 75th %ile | Unit
Solar Irradiance kWh m2 day | 2.02 | 8 | 4.99 | 5.04 | 1.75 | 3.43 | 6.5 | kWh/m²/day
Load Demand kWh day | 10 | 199.92 | 104.31 | 103.62 | 54.83 | 57.65 | 152.25 | kWh/day
Load Variability pct | 5 | 39.98 | 22.37 | 22.2 | 10.08 | 13.64 | 30.9 | %
Solar Variability pct | 5.01 | 49.98 | 26.95 | 26.79 | 12.93 | 15.77 | 38.17 | %
Energy Usage kWh | 10.96 | 252.3 | 118.53 | 117.53 | 62.72 | 65 | 172.38 | kWh
Battery Size kWh | 4.55 | 138.87 | 57.15 | 56.08 | 31.06 | 30.78 | 81.35 | kWh
PV Size kWp | 2.09 | 178.71 | 38.3 | 33.5 | 27.43 | 18.14 | 50.19 | kWp
System Cost INR | 564203 | 23521756 | 6945866.71 | 6674829 | 4055549.59 | 3626446.25 | 9665092.25 | ₹ INR
LCOE INR per kWh | 4.28 | 10.88 | 6.79 | 6.36 | 1.4 | 5.7 | 7.63 | ₹/kWh
Reliability pct | 82.6 | 99 | 91.21 | 91.3 | 2.49 | 89.57 | 92.9 | %
Energy Loss pct | 7.2 | 14.6 | 10.89 | 10.9 | 1.04 | 10.2 | 11.6 | %
Distribution by Season |  |  |  | Distribution by Climate Zone
Winter | 514 | 25.7% |  | Temperate/Cloudy | 527 | 26.4%
Spring | 504 | 25.2% |  | Semi-Arid | 512 | 25.6%
Summer | 495 | 24.8% |  | Desert/Arid | 501 | 25.1%
Autumn | 487 | 24.3% |  | Subtropical | 460 | 23.0%

## Sample (200 rows)
Sample ID | Location | Season | Day of Year | Climate Zone | Solar Irradiance kWh m2 day | Load Demand kWh day | Load Variability pct | Solar Variability pct | Energy Usage kWh | Battery Size kWh | PV Size kWp | System Cost INR | LCOE INR per kWh | Reliability pct | Energy Loss pct
1 | New Delhi | Spring | 158 | Subtropical | 4.247 | 59.72 | 25.02 | 34.17 | 70.38 | 34.55 | 23.98 | 4271543 | 6.76 | 88.6 | 12.3
2 | Mumbai | Autumn | 362 | Desert/Arid | 7.704 | 56.93 | 33.19 | 12.76 | 63.5 | 31.36 | 10.7 | 2910432 | 5.69 | 88.6 | 12.4
3 | Chennai | Spring | 139 | Semi-Arid | 6.392 | 182.19 | 31.61 | 44.26 | 222.6 | 112.24 | 53.93 | 11782445 | 5.51 | 90.2 | 9.7
4 | Jaipur | Summer | 221 | Semi-Arid | 5.592 | 57.41 | 10.39 | 32.59 | 58.59 | 29.34 | 15.1 | 3167556 | 6.05 | 92.6 | 11.2
5 | Kochi | Summer | 273 | Temperate/Cloudy | 2.936 | 61.67 | 10.22 | 12.07 | 64.93 | 27.78 | 27.86 | 4183990 | 8.24 | 94.4 | 12.3
6 | Jodhpur | Spring | 154 | Temperate/Cloudy | 2.936 | 154.29 | 14.39 | 48.31 | 165.9 | 85.18 | 89.82 | 13213015 | 8.07 | 86.8 | 10.7
7 | Ahmedabad | Summer | 249 | Temperate/Cloudy | 2.349 | 95.45 | 17.64 | 28.33 | 108.34 | 50.96 | 64.36 | 8832970 | 9.42 | 91.5 | 10.5
8 | Bangalore | Autumn | 279 | Desert/Arid | 7.197 | 157.58 | 19.3 | 8.28 | 173.29 | 75 | 29.59 | 7309982 | 5.53 | 94.4 | 10.6
9 | Leh | Autumn | 304 | Semi-Arid | 5.607 | 22.42 | 28.79 | 33.21 | 25.81 | 13.98 | 7.01 | 1493134 | 6.12 | 92.1 | 11.5
10 | Hyderabad | Autumn | 276 | Semi-Arid | 6.248 | 102.64 | 6.98 | 16.39 | 112.36 | 41.88 | 23.24 | 4668686 | 5.18 | 94.3 | 9.1
11 | Riyadh | Winter | 2 | Temperate/Cloudy | 2.124 | 16.39 | 6.21 | 41.17 | 17.24 | 8.14 | 12.41 | 1596958 | 9.77 | 92.5 | 7.6
12 | Dubai | Winter | 88 | Desert/Arid | 7.819 | 21.9 | 18.72 | 41.8 | 22.95 | 12.39 | 4.19 | 1146608 | 5.64 | 92 | 11
13 | Cairo | Autumn | 287 | Desert/Arid | 6.995 | 182.22 | 29.4 | 49.05 | 221.29 | 118.86 | 50.97 | 11940919 | 5.4 | 88.8 | 12.3
14 | Lagos | Spring | 130 | Temperate/Cloudy | 3.274 | 36.46 | 11.77 | 27.58 | 37.73 | 19.06 | 15.93 | 2592425 | 8.01 | 92.7 | 10.4
15 | Nairobi | Winter | 78 | Temperate/Cloudy | 3.091 | 111.16 | 27.45 | 25.47 | 125.83 | 63.34 | 55.66 | 8852878 | 8.29 | 93.1 | 10.1
16 | Phoenix | Summer | 260 | Temperate/Cloudy | 3.1 | 88.11 | 14.09 | 38.91 | 96.7 | 48.58 | 47.43 | 7204025 | 7.9 | 91.2 | 10.7
17 | Perth | Summer | 241 | Subtropical | 3.825 | 76 | 36.01 | 10.96 | 86.23 | 43.76 | 28.17 | 5217811 | 7.8 | 94.5 | 12.1
18 | Madrid | Spring | 141 | Semi-Arid | 5.149 | 180.97 | 36.35 | 29.61 | 215.37 | 118.4 | 58.99 | 12612566 | 6.69 | 92 | 10.1
19 | London | Summer | 228 | Subtropical | 4.592 | 14.15 | 15.41 | 29.58 | 15.07 | 7.53 | 4.86 | 898960 | 6.49 | 90 | 11.6
20 | Bangkok | Spring | 163 | Subtropical | 3.747 | 136.12 | 13.05 | 9.03 | 146.34 | 59.94 | 48.18 | 7985225 | 7.13 | 90.8 | 9.8
21 | New Delhi | Summer | 236 | Semi-Arid | 5.671 | 193.04 | 19.4 | 23.81 | 208.77 | 99.46 | 50.17 | 10648831 | 6.03 | 91.7 | 9.7
22 | Mumbai | Spring | 128 | Temperate/Cloudy | 2.837 | 116.43 | 13.42 | 43.4 | 130 | 64.63 | 70.85 | 10261146 | 8.23 | 87.6 | 12.1
23 | Chennai | Summer | 200 | Subtropical | 3.753 | 188 | 28.53 | 43.53 | 229.77 | 115.75 | 94.75 | 15569610 | 7.06 | 89.4 | 12.7
24 | Jaipur | Winter | 31 | Subtropical | 4.198 | 19.93 | 33.91 | 9.47 | 23.7 | 11.3 | 7.59 | 1374962 | 6.95 | 92.3 | 11.7
25 | Kochi | Spring | 138 | Subtropical | 4.736 | 89.57 | 28.56 | 9.08 | 101.96 | 47.06 | 26.49 | 5278946 | 6.78 | 95.3 | 8.4
26 | Jodhpur | Winter | 21 | Desert/Arid | 6.711 | 59.43 | 33.85 | 16.82 | 68.1 | 35.1 | 13.59 | 3398522 | 6.01 | 92.6 | 10.3
27 | Ahmedabad | Summer | 234 | Temperate/Cloudy | 3.198 | 148.86 | 18.89 | 44.36 | 170.82 | 85.58 | 83.14 | 12654650 | 7.67 | 91.6 | 11.1
28 | Bangalore | Summer | 202 | Semi-Arid | 5.085 | 196.45 | 10.47 | 10.8 | 204.27 | 83.29 | 50.57 | 9665065 | 6.06 | 92.4 | 10.8
29 | Leh | Autumn | 279 | Semi-Arid | 5.554 | 58.74 | 30.83 | 37.4 | 70.25 | 37.97 | 18.88 | 4041467 | 6.21 | 92.8 | 8.8
30 | Hyderabad | Spring | 131 | Temperate/Cloudy | 2.279 | 134.29 | 17.62 | 9.55 | 139.69 | 64.25 | 76.49 | 10729916 | 9.92 | 95 | 9.2
31 | Riyadh | Spring | 148 | Semi-Arid | 5.645 | 47.64 | 28.49 | 33.04 | 57.03 | 28.5 | 14.51 | 3063094 | 6.03 | 91.1 | 10.1
32 | Dubai | Winter | 29 | Temperate/Cloudy | 3.023 | 117.41 | 14.47 | 21.02 | 128.33 | 58.34 | 56.73 | 8631353 | 8.11 | 88.6 | 11.1
33 | Cairo | Autumn | 361 | Temperate/Cloudy | 2.39 | 98.15 | 7.84 | 40.5 | 113.05 | 46.44 | 71.84 | 9201662 | 8.64 | 92.9 | 8.8
34 | Lagos | Autumn | 308 | Desert/Arid | 7.693 | 194.68 | 39.74 | 15.52 | 241.4 | 127.29 | 40.39 | 11547740 | 5.99 | 95 | 11.1
35 | Nairobi | Spring | 162 | Desert/Arid | 7.794 | 125.62 | 10.47 | 33.76 | 139 | 63.14 | 26.14 | 6261410 | 4.95 | 91.1 | 10.8
36 | Phoenix | Autumn | 357 | Desert/Arid | 6.85 | 76.41 | 39.59 | 15.61 | 91.42 | 43.72 | 17.24 | 4260446 | 5.81 | 91.5 | 9.8
37 | Perth | Autumn | 340 | Subtropical | 3.828 | 31.68 | 39.2 | 37.11 | 38.23 | 21.97 | 14.49 | 2649956 | 7.7 | 88.3 | 11.4
38 | Madrid | Winter | 61 | Temperate/Cloudy | 2.586 | 38.74 | 32.78 | 44.32 | 47.91 | 24.77 | 28.39 | 4040660 | 8.87 | 85.7 | 10
39 | London | Spring | 125 | Semi-Arid | 6.105 | 52.81 | 28.08 | 10.71 | 59.88 | 29.32 | 12.27 | 2919067 | 6.28 | 91.4 | 10.8
40 | Bangkok | Winter | 71 | Subtropical | 4.641 | 57.68 | 25.22 | 44 | 69.64 | 35.44 | 23.55 | 4290048 | 6.33 | 92.7 | 8.9
41 | New Delhi | Autumn | 326 | Temperate/Cloudy | 2.732 | 171.62 | 35.31 | 31.71 | 208.52 | 103.25 | 108.43 | 15977195 | 8.69 | 92.2 | 9.1
42 | Mumbai | Autumn | 364 | Subtropical | 4.971 | 116.63 | 15.13 | 10.72 | 127.6 | 54.64 | 32.2 | 6255312 | 6.3 | 91.6 | 10.4
43 | Chennai | Summer | 243 | Temperate/Cloudy | 2.206 | 109.44 | 21.37 | 24.24 | 125.41 | 59.01 | 77.46 | 10484536 | 9.89 | 90.4 | 10.2
44 | Jaipur | Summer | 249 | Desert/Arid | 7.456 | 31.81 | 26.68 | 12.24 | 35.27 | 17.62 | 5.67 | 1605391 | 6.12 | 96.7 | 10.7
45 | Kochi | Summer | 221 | Subtropical | 3.553 | 173.43 | 19.39 | 36.52 | 191.5 | 98.74 | 79.36 | 13153510 | 7.52 | 88.3 | 11.2
46 | Jodhpur | Winter | 21 | Semi-Arid | 5.975 | 147.33 | 19.96 | 39.15 | 163.44 | 80.24 | 41.27 | 8660467 | 5.66 | 88.7 | 13.2
47 | Ahmedabad | Winter | 82 | Subtropical | 3.87 | 22.86 | 16.56 | 9.76 | 25.57 | 11.16 | 8.43 | 1439525 | 7.11 | 92.3 | 10.5
48 | Bangalore | Autumn | 344 | Semi-Arid | 5.12 | 144.49 | 24.75 | 27.78 | 161.83 | 80.28 | 44.48 | 8943413 | 6.33 | 88.3 | 7.9
49 | Leh | Winter | 10 | Semi-Arid | 5.28 | 113.27 | 34.77 | 41.66 | 134.75 | 78.42 | 38.87 | 8336143 | 6.55 | 88 | 9.2
50 | Hyderabad | Winter | 12 | Temperate/Cloudy | 3.109 | 25.53 | 12.05 | 47.13 | 28.85 | 13.81 | 14.49 | 2135876 | 7.64 | 88.6 | 9.9
51 | Riyadh | Summer | 263 | Desert/Arid | 7.818 | 97.08 | 37.71 | 28.11 | 116.64 | 61.34 | 21.29 | 5724314 | 5.54 | 88.5 | 14.5
52 | Dubai | Spring | 145 | Desert/Arid | 6.651 | 102.09 | 29.12 | 47.76 | 120.92 | 64.06 | 28.8 | 6551748 | 5.51 | 91.4 | 10.8
53 | Cairo | Summer | 192 | Desert/Arid | 7.637 | 41.5 | 33.81 | 29.11 | 48.9 | 25.21 | 9.14 | 2386700 | 5.51 | 88.1 | 12.3
54 | Lagos | Summer | 250 | Desert/Arid | 7.369 | 189.68 | 24.47 | 22.74 | 203.08 | 101.1 | 37.79 | 9670634 | 5.6 | 91.2 | 11.9
55 | Nairobi | Spring | 114 | Semi-Arid | 5.587 | 171.5 | 32.28 | 43.17 | 201.61 | 115.24 | 55.93 | 12146165 | 6.26 | 87.3 | 10
56 | Phoenix | Winter | 26 | Desert/Arid | 7.531 | 137.11 | 5.57 | 27.18 | 149.99 | 58.97 | 27.89 | 6151580 | 4.72 | 91.6 | 9
57 | Perth | Summer | 271 | Temperate/Cloudy | 2.531 | 97.84 | 33.64 | 26.24 | 114.61 | 61.11 | 62.69 | 9326528 | 9.47 | 88.8 | 11.8
58 | Madrid | Winter | 33 | Temperate/Cloudy | 3.176 | 88.24 | 6.4 | 27.06 | 88.7 | 42.14 | 38.85 | 6048756 | 7.9 | 92.1 | 8.6
59 | London | Winter | 62 | Temperate/Cloudy | 2.271 | 133.68 | 36.15 | 43.11 | 159.43 | 93.19 | 108.17 | 15320701 | 10.05 | 89.5 | 12
60 | Bangkok | Summer | 229 | Subtropical | 3.952 | 113.63 | 39.72 | 42.44 | 141.99 | 78.2 | 55.08 | 9738389 | 7.21 | 91.6 | 10.7
61 | New Delhi | Autumn | 303 | Subtropical | 4.332 | 21.83 | 15.29 | 23.16 | 24.21 | 10.44 | 7.85 | 1343496 | 6.37 | 90.7 | 11.5
62 | Mumbai | Spring | 95 | Subtropical | 3.628 | 107.38 | 12.36 | 20 | 115.12 | 50.53 | 42.17 | 6867361 | 7.23 | 95.6 | 10.7
63 | Chennai | Winter | 35 | Desert/Arid | 6.972 | 163.22 | 31.79 | 27.14 | 189.26 | 100 | 37.36 | 9563770 | 5.92 | 89.1 | 11.4
64 | Jaipur | Summer | 193 | Subtropical | 4.141 | 97.26 | 13.86 | 30.77 | 103.04 | 50 | 35.43 | 6245165 | 6.86 | 90.8 | 11
65 | Kochi | Winter | 76 | Subtropical | 3.686 | 19.87 | 35.29 | 15.73 | 23.68 | 11.83 | 7.75 | 1422330 | 8.03 | 95.2 | 10.8
66 | Jodhpur | Summer | 249 | Semi-Arid | 5.256 | 159.39 | 8.6 | 40.73 | 177.66 | 85.86 | 51.53 | 9910841 | 5.9 | 96.3 | 10.4
67 | Ahmedabad | Winter | 83 | Temperate/Cloudy | 2.846 | 48.26 | 9.41 | 26.89 | 53.79 | 23.58 | 26.1 | 3765636 | 8.17 | 95.2 | 9.1
68 | Bangalore | Winter | 25 | Desert/Arid | 6.813 | 59.14 | 39.27 | 20.03 | 69.29 | 37.02 | 13.99 | 3554426 | 6.01 | 90.6 | 10.5
69 | Leh | Winter | 57 | Temperate/Cloudy | 2.447 | 41.29 | 28.58 | 9.81 | 48.85 | 20.56 | 24.92 | 3472291 | 9.18 | 93.6 | 12.8
70 | Hyderabad | Winter | 32 | Desert/Arid | 7.921 | 72.74 | 34.64 | 15.75 | 85.55 | 41.39 | 14.2 | 3848082 | 5.51 | 93.1 | 11
71 | Riyadh | Autumn | 319 | Desert/Arid | 6.633 | 153.78 | 16.35 | 47.72 | 174.67 | 86.96 | 41.72 | 9123139 | 5.31 | 90.1 | 12.1
72 | Dubai | Winter | 12 | Temperate/Cloudy | 3.192 | 108.68 | 28.68 | 18.73 | 128.38 | 56.58 | 53.04 | 8198114 | 7.8 | 89.7 | 10
73 | Cairo | Autumn | 319 | Temperate/Cloudy | 2.033 | 48.93 | 25.8 | 12.6 | 54.64 | 24.71 | 33.77 | 4506877 | 10.58 | 92.9 | 9.7
74 | Lagos | Autumn | 333 | Desert/Arid | 6.893 | 176.79 | 26.11 | 25.73 | 192.18 | 99.05 | 38.68 | 9619235 | 5.81 | 90.1 | 9.8
75 | Nairobi | Spring | 92 | Semi-Arid | 6.241 | 177.12 | 28.89 | 18.82 | 208.41 | 99.09 | 43.73 | 10062923 | 5.94 | 89.7 | 9.7
76 | Phoenix | Winter | 1 | Semi-Arid | 6.374 | 175.41 | 25.14 | 6.58 | 198.63 | 90.65 | 38.11 | 9040240 | 6 | 92.5 | 9.1
77 | Perth | Autumn | 326 | Desert/Arid | 6.628 | 55.37 | 20.02 | 19.54 | 61.18 | 28.28 | 11.93 | 2823845 | 5.76 | 92.7 | 11
78 | Madrid | Spring | 136 | Temperate/Cloudy | 2.444 | 95.74 | 14.66 | 29.48 | 107.45 | 49.6 | 61.85 | 8528016 | 9.09 | 93.3 | 10.3
79 | London | Summer | 196 | Subtropical | 4.151 | 197.15 | 31.9 | 29.83 | 238.41 | 118.41 | 81.64 | 14591900 | 6.94 | 89.9 | 11.9
80 | Bangkok | Spring | 133 | Temperate/Cloudy | 2.695 | 156.68 | 12.92 | 21.05 | 162.87 | 75.34 | 80.74 | 11799866 | 8.74 | 92.1 | 10.5
81 | New Delhi | Winter | 86 | Desert/Arid | 7.179 | 15.16 | 29.23 | 25.13 | 17.68 | 8.95 | 3.37 | 858253 | 5.72 | 92.6 | 8.3
82 | Mumbai | Autumn | 295 | Semi-Arid | 5.74 | 22.39 | 13.17 | 48.45 | 23.56 | 13.15 | 5.96 | 1349116 | 6.36 | 89.6 | 11.5
83 | Chennai | Autumn | 279 | Subtropical | 3.985 | 98.15 | 26.89 | 21.98 | 112.56 | 53.9 | 37.8 | 6697908 | 7.17 | 92.2 | 8.7
84 | Jaipur | Autumn | 324 | Temperate/Cloudy | 2.381 | 182.75 | 31.15 | 16.62 | 210.48 | 104.3 | 114.64 | 16585850 | 9.79 | 91.9 | 11
85 | Kochi | Spring | 180 | Subtropical | 3.866 | 112.35 | 12.65 | 15.96 | 122.68 | 54.12 | 40.9 | 6982584 | 7.12 | 93.2 | 9.9
86 | Jodhpur | Winter | 4 | Subtropical | 3.951 | 104.58 | 7.1 | 25.6 | 107.87 | 45.17 | 37.88 | 6154907 | 6.63 | 89.9 | 11.2
87 | Ahmedabad | Spring | 126 | Semi-Arid | 6.378 | 30.04 | 9.58 | 39.18 | 32.43 | 16.59 | 7.67 | 1715221 | 5.65 | 90.8 | 9.5
88 | Bangalore | Spring | 175 | Semi-Arid | 5.825 | 134.79 | 26.21 | 14.27 | 140.26 | 75.17 | 31.11 | 7453480 | 6.63 | 95.1 | 11.3
89 | Leh | Summer | 251 | Desert/Arid | 7.323 | 166.2 | 34.73 | 36.92 | 203.47 | 101.41 | 41.23 | 9990683 | 5.33 | 89.9 | 11
90 | Hyderabad | Winter | 21 | Subtropical | 4.833 | 82.28 | 6.57 | 5.95 | 85.1 | 33.76 | 21.35 | 3992016 | 6.23 | 92.4 | 10.4
91 | Riyadh | Spring | 105 | Temperate/Cloudy | 2.718 | 157.37 | 30.7 | 23.85 | 184.64 | 90.38 | 92.08 | 13738049 | 8.85 | 94 | 8.9
92 | Dubai | Winter | 66 | Semi-Arid | 6.279 | 193.25 | 16.95 | 39.91 | 209.29 | 105.71 | 50.13 | 11039087 | 5.65 | 91.6 | 12.7
93 | Cairo | Summer | 263 | Desert/Arid | 6.565 | 48.72 | 21.75 | 20.24 | 55.36 | 25.98 | 11.49 | 2640506 | 5.64 | 93.4 | 9.8
94 | Lagos | Winter | 49 | Semi-Arid | 5.368 | 109.43 | 37.51 | 30.37 | 137.99 | 72.48 | 36.36 | 7742650 | 6.39 | 91.6 | 11.1
95 | Nairobi | Winter | 16 | Desert/Arid | 6.626 | 64.56 | 16.62 | 14.22 | 70.21 | 30.47 | 13.7 | 3116442 | 5.53 | 90.5 | 10
96 | Phoenix | Spring | 145 | Subtropical | 4.963 | 160.64 | 21.29 | 38.39 | 187.27 | 90.85 | 56.29 | 10641044 | 6.14 | 91.4 | 14.6
97 | Perth | Autumn | 340 | Semi-Arid | 5.136 | 119.74 | 5.48 | 7.35 | 120.65 | 48.87 | 28.55 | 5572938 | 6.12 | 96.8 | 10.5
98 | Madrid | Summer | 250 | Subtropical | 4.565 | 130.57 | 7.86 | 43.36 | 141.92 | 68.69 | 48.2 | 8538222 | 6.25 | 89.3 | 10.5
99 | London | Autumn | 343 | Temperate/Cloudy | 2.153 | 161.6 | 14.05 | 13.92 | 167.27 | 72.09 | 98.77 | 13170217 | 9.98 | 89 | 11.7
100 | Bangkok | Autumn | 354 | Temperate/Cloudy | 2.647 | 85.23 | 5.97 | 44.35 | 94.2 | 46.16 | 55.15 | 7725984 | 8.53 | 91 | 11.7
101 | New Delhi | Winter | 75 | Temperate/Cloudy | 2.189 | 183.87 | 27.1 | 20.86 | 212.33 | 100.13 | 128.73 | 17554043 | 10.04 | 91.6 | 11.2
102 | Mumbai | Autumn | 290 | Semi-Arid | 5.818 | 111.28 | 19.92 | 37.52 | 122.64 | 64.98 | 31.23 | 6821993 | 6.05 | 87.2 | 11
103 | Chennai | Autumn | 282 | Subtropical | 3.886 | 40.01 | 24.19 | 19.37 | 44.43 | 21.86 | 15.11 | 2697190 | 7.4 | 93.1 | 11.1
104 | Jaipur | Winter | 66 | Semi-Arid | 5.051 | 142.22 | 11.11 | 45.77 | 157.79 | 78.42 | 49.03 | 9223721 | 6 | 90.9 | 10.8
105 | Kochi | Spring | 125 | Desert/Arid | 7.445 | 160.72 | 15.36 | 10.7 | 178.49 | 72.64 | 30.25 | 7218960 | 5.17 | 90.2 | 11
106 | Jodhpur | Autumn | 319 | Temperate/Cloudy | 3.496 | 70.18 | 28.23 | 13.03 | 83.45 | 35.6 | 30.34 | 4893302 | 7.44 | 96.1 | 9.6
107 | Ahmedabad | Winter | 87 | Subtropical | 4.462 | 172.86 | 38.79 | 27.19 | 208.96 | 110.46 | 65.81 | 12708142 | 6.97 | 91.8 | 9.4
108 | Bangalore | Winter | 41 | Desert/Arid | 6.533 | 182.17 | 6.76 | 8.69 | 182.21 | 74.9 | 34.63 | 7743977 | 5.52 | 90 | 11.6
109 | Leh | Summer | 186 | Temperate/Cloudy | 3.373 | 62.61 | 36.16 | 13.82 | 74.46 | 35.59 | 27.72 | 4663789 | 8.04 | 93.4 | 11.3
110 | Hyderabad | Autumn | 354 | Temperate/Cloudy | 2.462 | 196.87 | 25.19 | 47.47 | 242.21 | 125.96 | 155.94 | 21558398 | 9.05 | 90.6 | 12.2
111 | Riyadh | Autumn | 335 | Subtropical | 3.739 | 36.74 | 24.74 | 48.94 | 41.43 | 22.85 | 17.75 | 2990190 | 7.26 | 91.7 | 10.9
112 | Dubai | Summer | 266 | Temperate/Cloudy | 2.967 | 48.38 | 22.51 | 21.93 | 53.3 | 25.11 | 23.94 | 3673328 | 8.33 | 90.4 | 10.7
113 | Cairo | Summer | 271 | Desert/Arid | 7.578 | 45 | 7.43 | 46.55 | 49.93 | 23.98 | 10.44 | 2422778 | 4.94 | 91.6 | 9.4
114 | Lagos | Winter | 42 | Desert/Arid | 6.849 | 179.86 | 8.15 | 29.52 | 193.88 | 88.07 | 39.8 | 9025338 | 5.34 | 91.2 | 10.8
115 | Nairobi | Spring | 93 | Semi-Arid | 5.8 | 134.32 | 26.03 | 17.14 | 150.94 | 70.76 | 34.02 | 7429867 | 6.07 | 90.9 | 11.3
116 | Phoenix | Summer | 185 | Desert/Arid | 7.229 | 38.9 | 16.93 | 36.61 | 43.96 | 22.18 | 8.52 | 2141647 | 5.6 | 88.8 | 9.3
117 | Perth | Summer | 215 | Desert/Arid | 6.822 | 93.66 | 37.1 | 34.65 | 116.59 | 65.18 | 25.23 | 6310433 | 5.91 | 85.9 | 12.5
118 | Madrid | Winter | 17 | Temperate/Cloudy | 3.119 | 126.91 | 19.23 | 49.51 | 145.71 | 72.67 | 74.81 | 11113612 | 7.68 | 90.2 | 10.3
119 | London | Summer | 265 | Desert/Arid | 7.355 | 25.86 | 10.01 | 16.93 | 27.43 | 11.61 | 4.79 | 1149884 | 5.26 | 92.3 | 10.6
120 | Bangkok | Spring | 114 | Semi-Arid | 5.236 | 177.66 | 30.02 | 35.24 | 213.32 | 110.24 | 59.49 | 12142166 | 6.28 | 84.5 | 12.1
121 | New Delhi | Autumn | 292 | Desert/Arid | 6.845 | 162.68 | 15.27 | 7.34 | 174.07 | 81.36 | 31.3 | 7860048 | 5.91 | 93.7 | 10.6
122 | Mumbai | Autumn | 292 | Desert/Arid | 7.377 | 105.99 | 23.39 | 10.11 | 122.2 | 52.18 | 20.64 | 5090450 | 5.39 | 95.1 | 11.9
123 | Chennai | Winter | 48 | Subtropical | 3.908 | 193.75 | 29.42 | 5.18 | 232.55 | 98.34 | 72.07 | 12491455 | 7.15 | 90.4 | 11.6
124 | Jaipur | Autumn | 307 | Temperate/Cloudy | 2.66 | 89.37 | 36.51 | 49.98 | 107.9 | 60.04 | 65.74 | 9525566 | 8.78 | 86.8 | 11.2
125 | Kochi | Spring | 97 | Temperate/Cloudy | 3.368 | 196.98 | 32.73 | 41.1 | 229.75 | 131.88 | 103.94 | 17388638 | 8.01 | 90.1 | 7.9
126 | Jodhpur | Spring | 95 | Subtropical | 4.563 | 136.9 | 28.67 | 40.4 | 163.59 | 83.06 | 54.34 | 9979922 | 6.49 | 84.4 | 12.6
127 | Ahmedabad | Autumn | 326 | Desert/Arid | 6.908 | 130.59 | 28.79 | 27.94 | 147.41 | 74.38 | 29.93 | 7300625 | 5.69 | 89.7 | 9.9
128 | Bangalore | Winter | 74 | Desert/Arid | 7.164 | 41.53 | 38.11 | 18.5 | 48.11 | 25.58 | 9.33 | 2426609 | 5.85 | 91.9 | 11.7
129 | Leh | Autumn | 336 | Temperate/Cloudy | 2.042 | 177.57 | 15.35 | 11.81 | 181.61 | 84.11 | 111.97 | 15080629 | 10.63 | 91.9 | 11.3
130 | Hyderabad | Winter | 68 | Semi-Arid | 5.064 | 91.22 | 5.04 | 17.81 | 94.24 | 40.96 | 24.29 | 4702454 | 6.16 | 90.4 | 10.8
131 | Riyadh | Summer | 246 | Subtropical | 4.504 | 40.82 | 14.52 | 21.92 | 44.6 | 20.13 | 13.62 | 2458033 | 6.46 | 89.6 | 12
132 | Dubai | Winter | 77 | Temperate/Cloudy | 3.333 | 12.4 | 12.63 | 39.03 | 13.52 | 6.62 | 6.18 | 956945 | 7.49 | 87.2 | 11.8
133 | Cairo | Summer | 208 | Temperate/Cloudy | 2.719 | 116.35 | 28.16 | 29.28 | 140.56 | 68.04 | 72.4 | 10611384 | 8.69 | 89.4 | 11.4
134 | Lagos | Summer | 254 | Subtropical | 4.026 | 110.21 | 27.18 | 8.49 | 129.3 | 54.79 | 39.62 | 6912973 | 6.99 | 94.9 | 8.8
135 | Nairobi | Summer | 221 | Desert/Arid | 7.657 | 146.68 | 25.77 | 5.81 | 173.32 | 73.93 | 27.17 | 7031161 | 5.45 | 97.9 | 10.2
136 | Phoenix | Summer | 262 | Subtropical | 3.939 | 179.15 | 5.57 | 9.6 | 186 | 73.23 | 58.13 | 9691727 | 6.82 | 93.8 | 9.4
137 | Perth | Autumn | 331 | Semi-Arid | 5.113 | 25.09 | 30.51 | 23.47 | 30.23 | 14.42 | 7.79 | 1588994 | 6.43 | 92.7 | 9.6
138 | Madrid | Autumn | 344 | Semi-Arid | 6.218 | 148.98 | 16.32 | 46.99 | 170.33 | 80.46 | 43.48 | 8867393 | 5.29 | 87.6 | 10.9
139 | London | Summer | 259 | Subtropical | 4.182 | 45.61 | 28.28 | 33.68 | 53.77 | 26.32 | 18.66 | 3288298 | 6.79 | 86 | 12.9
140 | Bangkok | Autumn | 308 | Desert/Arid | 7.831 | 173.05 | 24.48 | 41.08 | 199.16 | 103.64 | 38.41 | 9884818 | 5.3 | 93.4 | 11
141 | New Delhi | Winter | 74 | Desert/Arid | 7.775 | 165.62 | 17 | 25.99 | 172.6 | 88.59 | 30.04 | 8205464 | 5.66 | 90.4 | 11.4
142 | Mumbai | Spring | 125 | Subtropical | 3.511 | 112.75 | 9.71 | 21.27 | 122.84 | 55.99 | 47.13 | 7644647 | 7.45 | 93.8 | 11.4
143 | Chennai | Summer | 188 | Subtropical | 4.983 | 144.95 | 8.3 | 9.88 | 157.16 | 60.83 | 39.32 | 7267285 | 5.98 | 93.9 | 9.7
144 | Jaipur | Summer | 254 | Subtropical | 3.805 | 69.73 | 34.1 | 44.42 | 81.52 | 45.15 | 33.72 | 5790229 | 7.27 | 90.8 | 9.3
145 | Kochi | Autumn | 321 | Subtropical | 3.709 | 99.52 | 37.14 | 40.24 | 121.74 | 65.64 | 50.02 | 8505067 | 7.39 | 91 | 9.1
146 | Jodhpur | Autumn | 308 | Temperate/Cloudy | 2.221 | 166.11 | 27.74 | 12.57 | 194.61 | 85.85 | 110.84 | 15091532 | 9.88 | 92.9 | 10.9
147 | Ahmedabad | Summer | 235 | Semi-Arid | 5.657 | 97.26 | 8.62 | 28.05 | 103.39 | 47.82 | 25.56 | 5245582 | 5.85 | 92.5 | 11.7
148 | Bangalore | Summer | 250 | Semi-Arid | 5.016 | 77.98 | 19.07 | 26.93 | 90.2 | 44.69 | 24.84 | 4985492 | 6.45 | 93.8 | 11.5
149 | Leh | Autumn | 332 | Temperate/Cloudy | 2.309 | 103.9 | 30.51 | 33.13 | 122.43 | 62 | 76.52 | 10590787 | 9.66 | 89.3 | 10.2
150 | Hyderabad | Autumn | 345 | Subtropical | 3.672 | 167.37 | 32.29 | 47.58 | 200 | 106.61 | 86.55 | 14277438 | 7.24 | 91.7 | 12.2
151 | Riyadh | Winter | 72 | Desert/Arid | 7.45 | 73.69 | 9.14 | 31.09 | 82.35 | 37.39 | 15.62 | 3720133 | 5.15 | 90 | 13
152 | Dubai | Summer | 235 | Temperate/Cloudy | 3.437 | 43.01 | 5 | 29.31 | 44.32 | 20.04 | 17.62 | 2801803 | 7.46 | 92 | 11.4
153 | Cairo | Autumn | 324 | Temperate/Cloudy | 2.869 | 145.28 | 29.92 | 7.26 | 163.12 | 78.69 | 69.57 | 11035105 | 8.91 | 94 | 12.1
154 | Lagos | Spring | 156 | Subtropical | 4.937 | 166.94 | 17.48 | 7.83 | 177.27 | 83.44 | 44.46 | 9140746 | 6.71 | 90.1 | 11.9
155 | Nairobi | Spring | 115 | Desert/Arid | 7.914 | 29.12 | 13.91 | 13.43 | 30.44 | 12.72 | 5.22 | 1257379 | 4.91 | 95.7 | 10.2
156 | Phoenix | Autumn | 313 | Temperate/Cloudy | 3.452 | 55.58 | 5.45 | 6.46 | 57.64 | 20.57 | 20.37 | 3075433 | 7.05 | 95 | 9.8
157 | Perth | Summer | 228 | Semi-Arid | 6.033 | 36.97 | 23.91 | 38.45 | 42.27 | 21.66 | 10.26 | 2260894 | 5.89 | 96.6 | 8.7
158 | Madrid | Autumn | 322 | Desert/Arid | 6.57 | 76.11 | 34.79 | 37.55 | 93.11 | 49.3 | 21.31 | 4967542 | 5.72 | 93.7 | 10.2
159 | London | Autumn | 346 | Temperate/Cloudy | 3.426 | 95.57 | 38.52 | 11.12 | 108.65 | 55.99 | 39.78 | 7002551 | 8.28 | 91.9 | 10.6
160 | Bangkok | Summer | 245 | Semi-Arid | 6.369 | 152.28 | 24.8 | 42.62 | 172.8 | 99.74 | 41.68 | 9924785 | 6.03 | 93.1 | 10.5
161 | New Delhi | Autumn | 306 | Subtropical | 4.207 | 133.72 | 23.01 | 11.97 | 149.89 | 67.37 | 44.59 | 8139692 | 6.99 | 94.3 | 10.5
162 | Mumbai | Winter | 14 | Semi-Arid | 5.794 | 127.98 | 7.98 | 18.55 | 141.16 | 55.65 | 32.58 | 6352139 | 5.42 | 93.2 | 8.4
163 | Chennai | Winter | 16 | Semi-Arid | 5.801 | 76.95 | 24.21 | 16.2 | 87.87 | 40.86 | 19.82 | 4305655 | 6.04 | 88.9 | 11.9
164 | Jaipur | Winter | 42 | Semi-Arid | 5.215 | 169.88 | 18.3 | 21.75 | 185.66 | 90.2 | 48 | 9875880 | 6.36 | 89.1 | 12
165 | Kochi | Spring | 110 | Temperate/Cloudy | 2.542 | 99.54 | 26.25 | 16.46 | 109.05 | 52.36 | 55.34 | 8133182 | 9.32 | 92.1 | 11.2
166 | Jodhpur | Autumn | 278 | Desert/Arid | 7.012 | 196.03 | 18.61 | 27 | 215.52 | 102.92 | 42.71 | 10215106 | 5.5 | 90.4 | 9.8
167 | Ahmedabad | Autumn | 324 | Subtropical | 3.925 | 130.49 | 13.41 | 23.33 | 142.07 | 66.43 | 49.01 | 8466604 | 7.09 | 92.4 | 11.1
168 | Bangalore | Winter | 19 | Temperate/Cloudy | 3.119 | 33.99 | 8.32 | 49.4 | 34.95 | 18.87 | 18.22 | 2780509 | 7.89 | 92.4 | 10.8
169 | Leh | Winter | 66 | Temperate/Cloudy | 2.245 | 138.47 | 16.02 | 7.52 | 144.76 | 64.19 | 79.32 | 10973365 | 9.93 | 95.2 | 11
170 | Hyderabad | Spring | 167 | Semi-Arid | 5.545 | 71.77 | 8.38 | 11.4 | 73.91 | 34.19 | 16.41 | 3587548 | 6.35 | 92 | 12.4
171 | Riyadh | Winter | 73 | Semi-Arid | 6.065 | 140.4 | 11.19 | 7.38 | 147.69 | 66.24 | 29.63 | 6761597 | 6.06 | 95.6 | 10.3
172 | Dubai | Autumn | 310 | Temperate/Cloudy | 2.1 | 23.23 | 39.56 | 33.16 | 28.42 | 14.69 | 19.64 | 2641220 | 10.32 | 87.9 | 11.4
173 | Cairo | Spring | 112 | Semi-Arid | 5.073 | 43.23 | 20.54 | 7.45 | 46.85 | 19.45 | 11.21 | 2204656 | 6.25 | 90.9 | 10
174 | Lagos | Autumn | 274 | Temperate/Cloudy | 3.359 | 172.59 | 23.62 | 42.64 | 203.32 | 106.18 | 93.21 | 14832166 | 7.63 | 90.3 | 11.9
175 | Nairobi | Winter | 85 | Semi-Arid | 5.871 | 53.16 | 35.58 | 28.04 | 63.95 | 34.64 | 15.13 | 3504077 | 6.36 | 88.8 | 11.8
176 | Phoenix | Spring | 139 | Temperate/Cloudy | 3.046 | 169.04 | 39.84 | 28.72 | 204.34 | 109.04 | 93.65 | 15050784 | 8.5 | 88.9 | 11.3
177 | Perth | Winter | 39 | Semi-Arid | 6.146 | 63.06 | 25.4 | 30.27 | 74.04 | 35.59 | 16.65 | 3696714 | 5.82 | 92.7 | 9.7
178 | Madrid | Spring | 105 | Subtropical | 4.32 | 132.15 | 33.44 | 12.69 | 156.57 | 73.08 | 46.05 | 8626968 | 6.99 | 93.4 | 10
179 | London | Autumn | 324 | Desert/Arid | 7.62 | 141.89 | 16.44 | 13.9 | 148.74 | 64.7 | 25.08 | 6267089 | 5.28 | 92 | 9
180 | Bangkok | Autumn | 281 | Temperate/Cloudy | 2.825 | 107.4 | 15.7 | 19.35 | 117.56 | 55.13 | 55.13 | 8289347 | 8.58 | 89 | 10.4
181 | New Delhi | Spring | 123 | Subtropical | 4.046 | 68.01 | 19.09 | 31.71 | 78.48 | 36.46 | 27.81 | 4726462 | 6.77 | 89.4 | 11.8
182 | Mumbai | Summer | 218 | Temperate/Cloudy | 2.681 | 50.4 | 28.54 | 14.46 | 59.46 | 27.9 | 27.43 | 4153985 | 9.1 | 96 | 10.8
183 | Chennai | Winter | 61 | Desert/Arid | 7.548 | 16.31 | 28.88 | 10.23 | 18.83 | 8.17 | 3.24 | 797756 | 5.26 | 94.5 | 10.7
184 | Jaipur | Spring | 100 | Desert/Arid | 7.264 | 67.75 | 16.03 | 48.66 | 76.4 | 40.27 | 16.51 | 3979324 | 5.35 | 92.2 | 12.3
185 | Kochi | Autumn | 307 | Subtropical | 3.548 | 134.1 | 9.66 | 5.99 | 142.63 | 57.89 | 48.41 | 7876168 | 7.39 | 94.4 | 10.9
186 | Jodhpur | Autumn | 354 | Semi-Arid | 5.96 | 188.28 | 27.13 | 41.12 | 226.25 | 110.61 | 57.35 | 11978526 | 5.65 | 88.8 | 10.5
187 | Ahmedabad | Summer | 204 | Desert/Arid | 6.903 | 175.53 | 9.49 | 40.46 | 192.52 | 91.39 | 41.8 | 9409218 | 5.26 | 92.3 | 10.1
188 | Bangalore | Summer | 258 | Semi-Arid | 5.331 | 155.55 | 25.25 | 18.37 | 178.11 | 84.06 | 43.97 | 9136999 | 6.28 | 94.5 | 10.3
189 | Leh | Winter | 5 | Semi-Arid | 5.178 | 159.8 | 29.27 | 11.1 | 182.07 | 85.19 | 43.97 | 9208189 | 6.52 | 91.5 | 10.4
190 | Hyderabad | Summer | 197 | Temperate/Cloudy | 3.451 | 136.35 | 29.52 | 11.55 | 151.13 | 66.35 | 54.7 | 8958642 | 7.65 | 90.9 | 11.9
191 | Riyadh | Spring | 180 | Temperate/Cloudy | 2.559 | 59.45 | 31.37 | 36.38 | 70.5 | 36.34 | 40.56 | 5832742 | 9.06 | 86.8 | 11.7
192 | Dubai | Autumn | 342 | Desert/Arid | 7.383 | 182.37 | 35.55 | 33.93 | 216.45 | 117.91 | 42.32 | 11125405 | 5.74 | 88.4 | 10.8
193 | Cairo | Spring | 133 | Desert/Arid | 7.403 | 137.44 | 22.5 | 40.22 | 155.88 | 79.08 | 32.15 | 7790664 | 5.28 | 91.2 | 10.6
194 | Lagos | Autumn | 324 | Semi-Arid | 5.799 | 116.48 | 30.56 | 47.19 | 145.02 | 75.22 | 40.07 | 8239375 | 5.71 | 87.6 | 11.9
195 | Nairobi | Summer | 253 | Subtropical | 4.034 | 31.09 | 26.67 | 36.14 | 37.22 | 19.52 | 13.53 | 2411741 | 7.12 | 91.9 | 11.8
196 | Phoenix | Summer | 265 | Subtropical | 4.095 | 94.94 | 11.53 | 12.01 | 96.48 | 42.3 | 30.07 | 5291815 | 6.93 | 97.2 | 8.4
197 | Perth | Spring | 93 | Semi-Arid | 6.356 | 97.47 | 5.9 | 15.95 | 98.8 | 37.54 | 20.47 | 4153279 | 5.14 | 93.2 | 10.5
198 | Madrid | Spring | 150 | Desert/Arid | 7.383 | 174.27 | 14.96 | 42.9 | 193.67 | 95.62 | 40.49 | 9561266 | 5.15 | 89.9 | 11.1
199 | London | Spring | 138 | Desert/Arid | 7.323 | 113.86 | 20.51 | 14.42 | 124.33 | 57.52 | 22.21 | 5564026 | 5.51 | 93.6 | 11.2
200 | Bangkok | Summer | 208 | Desert/Arid | 6.679 | 82.28 | 26.6 | 8.26 | 93.82 | 41.38 | 17.19 | 4108658 | 5.77 | 91.7 | 10.9

## Charts Data
Charts & Visual Data
Irradiance Band | 2–3 | 3–4 | 4–5 | 5–6 | 6–7 | 7–8
Sample Count | 358 | 312 | 317 | 350 | 332 | 331
Avg PV Size (kWp) | 66.32 | 47.05 | 36.35 | 31.08 | 25.41 | 22.14
Avg Battery (kWh) | 56.48 | 55.93 | 56.49 | 59.43 | 56.98 | 57.41